## Sheet1
Item Number | Supplier Item Number | ERP Description | Product Description | Product Image URL | Product Data Sheet PDF URL | Product Installation Instructions URL
BA1.8KTBM3041NB | BA/1.8K-TB-M304-1-NB | 1.8K 1IN M304 BUFFER FEP 30IN NO BOX |  | https://bapisensors.sharepoint.com/sites/BAPIMediaLibrary/Shared%20Documents/Product%20Images/Thermobuffer_HangingBracket.png | https://bapisensors.sharepoint.com/sites/BAPIMediaLibrary/Shared%20Documents/Datasheets/Thermobuffer_NoPrice-v17.pdf | https://bapisensors.sharepoint.com/sites/BAPIMediaLibrary/Shared%20Documents/Instructions/19817_Ins_thermo_buffer-1.pdf
BA/FOAMBACK-100 | BA/FOAMBACK-100 | 100 PACK, FOAM BACK INSULATOR FOR BAPI BOXES |  |  | https://bapisensors.sharepoint.com/sites/BAPIMediaLibrary/Shared%20Documents/Datasheets/Key_Foam_Insulator_NoPrice.pdf
BA/FOAMBACK-ROOM-100 | BA/FOAMBACK-ROOM-100 | 100 PACK, FOAM BACK INSULATOR FOR ROOM SENSORS |  |  | https://bapisensors.sharepoint.com/sites/BAPIMediaLibrary/Shared%20Documents/Datasheets/Key_Foam_Insulator_NoPrice.pdf
BA10K2TBM3041BB | BA/10K-2-TB-M304-1-BB | 10K-2-I-1IN-SS-BBO W/ M304 BUFFER |  | https://bapisensors.sharepoint.com/sites/BAPIMediaLibrary/Shared%20Documents/Product%20Images/Thermobuffers_BB.png | https://bapisensors.sharepoint.com/sites/BAPIMediaLibrary/Shared%20Documents/Datasheets/Thermobuffer_NoPrice-v17.pdf | https://bapisensors.sharepoint.com/sites/BAPIMediaLibrary/Shared%20Documents/Instructions/19817_Ins_thermo_buffer-1.pdf
BA/10K311KT3042 | BA/10K-3[11K]-TB-M304-2-BB | 10K-3 THMS 11K SHUNT 2IN BUFFER BAPI BOX |  | https://bapisensors.sharepoint.com/sites/BAPIMediaLibrary/Shared%20Documents/Product%20Images/Thermobuffers_BB.png | https://bapisensors.sharepoint.com/sites/BAPIMediaLibrary/Shared%20Documents/Datasheets/Thermobuffer_NoPrice-v17.pdf | https://bapisensors.sharepoint.com/sites/BAPIMediaLibrary/Shared%20Documents/Instructions/19817_Ins_thermo_buffer-1.pdf
BA/10K311KTBMAL | BA/10K-3[11K]-TB-MAL-4-BB | 10K-3 THMS 11K SHUNT ALUM BUFFER 4IN BAPI BOX |  | https://bapisensors.sharepoint.com/sites/BAPIMediaLibrary/Shared%20Documents/Product%20Images/Thermobuffers_BB.png | https://bapisensors.sharepoint.com/sites/BAPIMediaLibrary/Shared%20Documents/Datasheets/Thermobuffer_NoPrice-v17.pdf | https://bapisensors.sharepoint.com/sites/BAPIMediaLibrary/Shared%20Documents/Instructions/19817_Ins_thermo_buffer-1.pdf
BA/10K311KT3044 | BA/10K-3[11K]-TB-M304-4-BB | 10K-3 THMS 11K SHUNT BUFFER 4IN BAPI BOX |  | https://bapisensors.sharepoint.com/sites/BAPIMediaLibrary/Shared%20Documents/Product%20Images/Thermobuffers_BB.png | https://bapisensors.sharepoint.com/sites/BAPIMediaLibrary/Shared%20Documents/Datasheets/Thermobuffer_NoPrice-v17.pdf | https://bapisensors.sharepoint.com/sites/BAPIMediaLibrary/Shared%20Documents/Instructions/19817_Ins_thermo_buffer-1.pdf
BA10K311TBM3042 | BA/10K-3[11K]-TB-M304-2-BB2 | 10K-311K 2IN M304 BUFFER BAPI BOX2 |  | https://bapisensors.sharepoint.com/sites/BAPIMediaLibrary/Shared%20Documents/Product%20Images/Thermobuffers_BB2-1.png | https://bapisensors.sharepoint.com/sites/BAPIMediaLibrary/Shared%20Documents/Datasheets/Thermobuffer_NoPrice-v17.pdf | https://bapisensors.sharepoint.com/sites/BAPIMediaLibrary/Shared%20Documents/Instructions/19817_Ins_thermo_buffer-1.pdf
BA1KTBM3042BB25 | BA/1K-TB-M304-2-BB-25 | 1K 2IN M304 BUFFER BAPI BOX 25FT LEADS |  | https://bapisensors.sharepoint.com/sites/BAPIMediaLibrary/Shared%20Documents/Product%20Images/Thermobuffers_BB.png | https://bapisensors.sharepoint.com/sites/BAPIMediaLibrary/Shared%20Documents/Datasheets/Thermobuffer_NoPrice-v17.pdf | https://bapisensors.sharepoint.com/sites/BAPIMediaLibrary/Shared%20Documents/Instructions/19817_Ins_thermo_buffer-1.pdf
BA1KTBM3042BBTS | BA/1K-TB-M304-2-BB-TS | 1K 2IN M304 BUFFER BAPI BOX TERMINAL SCREWS |  | https://bapisensors.sharepoint.com/sites/BAPIMediaLibrary/Shared%20Documents/Product%20Images/Thermobuffers_BB.png | https://bapisensors.sharepoint.com/sites/BAPIMediaLibrary/Shared%20Documents/Datasheets/Thermobuffer_NoPrice-v17.pdf | https://bapisensors.sharepoint.com/sites/BAPIMediaLibrary/Shared%20Documents/Instructions/19817_Ins_thermo_buffer-1.pdf
BA/1KTBM3044BB2 | BA/1K-TB-M304-4-BB2 | 1K 4IN M304 BUFFER BAPI BOX2 |  | https://bapisensors.sharepoint.com/sites/BAPIMediaLibrary/Shared%20Documents/Product%20Images/Thermobuffers_BB2-1.png | https://bapisensors.sharepoint.com/sites/BAPIMediaLibrary/Shared%20Documents/Datasheets/Thermobuffer_NoPrice-v17.pdf | https://bapisensors.sharepoint.com/sites/BAPIMediaLibrary/Shared%20Documents/Instructions/19817_Ins_thermo_buffer-1.pdf
BA/1K-SMFEP-18" | BA/1K-SMFEP-18" | 1K RTD SURFACE SENSOR GRAY CABLE 18IN |  | https://bapisensors.sharepoint.com/sites/BAPIMediaLibrary/Shared%20Documents/Product%20Images/Surface_Sensor_300pix.png | https://bapisensors.sharepoint.com/sites/BAPIMediaLibrary/Shared%20Documents/Datasheets/Surface_Sensor_NoPrice-v17.pdf | https://bapisensors.sharepoint.com/sites/BAPIMediaLibrary/Shared%20Documents/Instructions/39417_ins_surface_sensor_passive_BB-WP.pdf
BA/T1K0TO130F-RA12-BB2 | BA/T1K0TO130F-RA12-BB2 | 1K TEMP TRANS, 0-130F, RIGID 12IN PROBE |  | https://bapisensors.sharepoint.com/sites/BAPIMediaLibrary/Shared%20Documents/Product%20Images/Duct_TempTrans_BB2_2020.png | https://bapisensors.sharepoint.com/sites/BAPIMediaLibrary/Shared%20Documents/Datasheets/Rigid_Averaging_temp_NoPrice-v17.pdf | https://bapisensors.sharepoint.com/sites/BAPIMediaLibrary/Shared%20Documents/Instructions/20915_ins_DuctAvgRigid_Active.pdf
BA/T1K0TO130FRA12BB2TS | BA/T1K0TO130FRA12BB2TS | 1K TEMP TRANS, 0-130F, RIGID 12IN PROBE |  | https://bapisensors.sharepoint.com/sites/BAPIMediaLibrary/Shared%20Documents/Product%20Images/Duct_TempTrans_BB2_2020.png | https://bapisensors.sharepoint.com/sites/BAPIMediaLibrary/Shared%20Documents/Datasheets/Rigid_Averaging_temp_NoPrice-v17.pdf | https://bapisensors.sharepoint.com/sites/BAPIMediaLibrary/Shared%20Documents/Instructions/20915_ins_DuctAvgRigid_Active.pdf
BA/T1K0TO130F-RA12-BB2-5PTNIST | BA/T1K0TO130F-RA12-BB2-5PTNIST | 1K TEMP TRANS, 0-130F, RIGID 12IN PROBE, W/NIST |  | https://bapisensors.sharepoint.com/sites/BAPIMediaLibrary/Shared%20Documents/Product%20Images/Duct_TempTrans_BB2_2020.png | https://bapisensors.sharepoint.com/sites/BAPIMediaLibrary/Shared%20Documents/Datasheets/Rigid_Averaging_temp_NoPrice-v17.pdf | https://bapisensors.sharepoint.com/sites/BAPIMediaLibrary/Shared%20Documents/Instructions/20915_ins_DuctAvgRigid_Active.pdf
BA/T1K0TO130FRA12BB2TS5PTNIST | BA/T1K0TO130FRA12BB2TS5PTNIST | 1K TEMP TRANS, 0-130F, RIGID 12IN PROBE, W/NIST |  | https://bapisensors.sharepoint.com/sites/BAPIMediaLibrary/Shared%20Documents/Product%20Images/Duct_TempTrans_BB2_2020.png | https://bapisensors.sharepoint.com/sites/BAPIMediaLibrary/Shared%20Documents/Datasheets/Rigid_Averaging_temp_NoPrice-v17.pdf | https://bapisensors.sharepoint.com/sites/BAPIMediaLibrary/Shared%20Documents/Instructions/20915_ins_DuctAvgRigid_Active.pdf
BA/T1K0TO30FRA12WPTS5PTNIST | BA/T1K0TO30FRA12WPTS5PTNIST | 1K TEMP TRANS, 0-130F, RIGID 12IN PROBE, WEATHER PROOF, TERM STRIP, W/NIST |  | https://assets.kele.com/assets/product/w_300/c363f2b39a885d4e727bdd316ec38d2135deef30/ba10k2-d8-wp.jpg | https://bapisensors.sharepoint.com/sites/BAPIMediaLibrary/Shared%20Documents/Datasheets/Rigid_Averaging_temp_NoPrice-v17.pdf | https://bapisensors.sharepoint.com/sites/BAPIMediaLibrary/Shared%20Documents/Instructions/20915_ins_DuctAvgRigid_Active.pdf
BA/T1K0TO130FA24WPTS | BA/T1K0TO130FA24WPTS | 1K TEMP TRANS, RTD, 0-130F, 24FT PROBE, WEATHER PROOF, TERM STRIP |  | https://assets.kele.com/assets/product/w_300/c363f2b39a885d4e727bdd316ec38d2135deef30/ba10k2-d8-wp.jpg | https://bapisensors.sharepoint.com/sites/BAPIMediaLibrary/Shared%20Documents/Datasheets/Duct_Avg_temp_NoPrice-v17.pdf | https://bapisensors.sharepoint.com/sites/BAPIMediaLibrary/Shared%20Documents/Instructions/20914_ins_DuctAvgFlex_Active.pdf
BA/T1K0TO130FA24WPTS5PTNIST | BA/T1K0TO130FA24WPTS5PTNIST | 1K TEMP TRANS, RTD, 0-130F, 24FT PROBE, WEATHER PROOF, TERM STRIP, W/NIST |  | https://assets.kele.com/assets/product/w_300/c363f2b39a885d4e727bdd316ec38d2135deef30/ba10k2-d8-wp.jpg | https://bapisensors.sharepoint.com/sites/BAPIMediaLibrary/Shared%20Documents/Datasheets/Duct_Avg_temp_NoPrice-v17.pdf | https://bapisensors.sharepoint.com/sites/BAPIMediaLibrary/Shared%20Documents/Instructions/20914_ins_DuctAvgFlex_Active.pdf
BA/T1K0TO130FA50-WP-5PTNIST | BA/T1K0TO130FA50-WP-5PTNIST | 1K, RTD, 0 TO 130F, FLEXIBLE AVG, 50FT, WEATHERPROOF, NIST |  | https://assets.kele.com/assets/product/w_300/c363f2b39a885d4e727bdd316ec38d2135deef30/ba10k2-d8-wp.jpg | https://bapisensors.sharepoint.com/sites/BAPIMediaLibrary/Shared%20Documents/Datasheets/Duct_Avg_temp_NoPrice-v17.pdf | https://bapisensors.sharepoint.com/sites/BAPIMediaLibrary/Shared%20Documents/Instructions/20914_ins_DuctAvgFlex_Active.pdf
BA/T1K0TO130FRA18WP5PTNIST | BA/T1K0TO130FRA18WP5PTNIST | 1K, RTD, 0 TO 130F, RIGID AVG, 18FT, WEATHERPROOF, NIST |  | https://assets.kele.com/assets/product/w_300/c363f2b39a885d4e727bdd316ec38d2135deef30/ba10k2-d8-wp.jpg | https://bapisensors.sharepoint.com/sites/BAPIMediaLibrary/Shared%20Documents/Datasheets/Rigid_Averaging_temp_NoPrice-v17.pdf | https://bapisensors.sharepoint.com/sites/BAPIMediaLibrary/Shared%20Documents/Instructions/20915_ins_DuctAvgRigid_Active.pdf
BA/T1K0TO130FRA18BB2 | BA/T1K0TO130FRA18BB2 | 1K, RTD, 0 TO 130F, RIGID AVG, 18FT,BAPI-BOX NEMA4X |  | https://bapisensors.sharepoint.com/sites/BAPIMediaLibrary/Shared%20Documents/Product%20Images/Duct_TempTrans_BB2_2020.png | https://bapisensors.sharepoint.com/sites/BAPIMediaLibrary/Shared%20Documents/Datasheets/Rigid_Averaging_temp_NoPrice-v17.pdf | https://bapisensors.sharepoint.com/sites/BAPIMediaLibrary/Shared%20Documents/Instructions/20915_ins_DuctAvgRigid_Active.pdf
BA/T1K0TO130FRA18BB25PTNIST | BA/T1K0TO130FRA18BB25PTNIST | 1K, RTD, 0 TO 130F, RIGID AVG, 18FT,BAPI-BOX NEMA4X, NIST |  | https://bapisensors.sharepoint.com/sites/BAPIMediaLibrary/Shared%20Documents/Product%20Images/Duct_TempTrans_BB2_2020.png | https://bapisensors.sharepoint.com/sites/BAPIMediaLibrary/Shared%20Documents/Datasheets/Rigid_Averaging_temp_NoPrice-v17.pdf | https://bapisensors.sharepoint.com/sites/BAPIMediaLibrary/Shared%20Documents/Instructions/20915_ins_DuctAvgRigid_Active.pdf
BA/10K2H200B4 | BA/10K-2-H220-B4X-Z-CG | 2% BAPI-STAT 4 RM RH 4-20MA XMTR W/10K2 THMS |  | https://bapisensors.sharepoint.com/sites/BAPIMediaLibrary/Shared%20Documents/Product%20Images/BAPIStat4_humidity_Units.png | https://bapisensors.sharepoint.com/sites/BAPIMediaLibrary/Shared%20Documents/Datasheets/BAPIStat4_Humid_NoPrice-v17.pdf | https://bapisensors.sharepoint.com/sites/BAPIMediaLibrary/Shared%20Documents/Instructions/24595_ins_bapi_4_room_humidity.pdf
BA/10K3H200B4 | BA/10K-3-H220-B4X-Z-CG | 2% BAPI-STAT 4 RM RH 4-20MA XMTR W/10K3 THMS |  | https://bapisensors.sharepoint.com/sites/BAPIMediaLibrary/Shared%20Documents/Product%20Images/BAPIStat4_humidity_Units.png | https://bapisensors.sharepoint.com/sites/BAPIMediaLibrary/Shared%20Documents/Datasheets/BAPIStat4_Humid_NoPrice-v17.pdf | https://bapisensors.sharepoint.com/sites/BAPIMediaLibrary/Shared%20Documents/Instructions/24595_ins_bapi_4_room_humidity.pdf
BA/H210B4XZCG | BA/H210-B4X-Z-CG | 2% BAPISTAT 4 WALL HUMIDITY 0/10VDC |  | https://bapisensors.sharepoint.com/sites/BAPIMediaLibrary/Shared%20Documents/Product%20Images/BAPIStat4_humidity_Units.png | https://bapisensors.sharepoint.com/sites/BAPIMediaLibrary/Shared%20Documents/Datasheets/BAPIStat4_Humid_NoPrice-v17.pdf | https://bapisensors.sharepoint.com/sites/BAPIMediaLibrary/Shared%20Documents/Instructions/24595_ins_bapi_4_room_humidity.pdf
BA/H210B4DFZCG | BA/H210-B4DF-Z-CG | 2% BAPISTAT 4 WALL HUMIDITY 0/10VDC DISPLAY F |  | https://bapisensors.sharepoint.com/sites/BAPIMediaLibrary/Shared%20Documents/Product%20Images/BAPIStat4_humidity_Units.png | https://bapisensors.sharepoint.com/sites/BAPIMediaLibrary/Shared%20Documents/Datasheets/BAPIStat4_Humid_NoPrice-v17.pdf | https://bapisensors.sharepoint.com/sites/BAPIMediaLibrary/Shared%20Documents/Instructions/24595_ins_bapi_4_room_humidity.pdf
BA/H205B4XZCG | BA/H205-B4X-Z-CG | 2% BAPISTAT 4 WALL HUMIDITY 0/5VDC |  | https://bapisensors.sharepoint.com/sites/BAPIMediaLibrary/Shared%20Documents/Product%20Images/BAPIStat4_humidity_Units.png | https://bapisensors.sharepoint.com/sites/BAPIMediaLibrary/Shared%20Documents/Datasheets/BAPIStat4_Humid_NoPrice-v17.pdf | https://bapisensors.sharepoint.com/sites/BAPIMediaLibrary/Shared%20Documents/Instructions/24595_ins_bapi_4_room_humidity.pdf
BA/H205B4DFZCG | BA/H205-B4DF-Z-CG | 2% BAPISTAT 4 WALL HUMIDITY 0/5VDC DISPLAY F |  | https://bapisensors.sharepoint.com/sites/BAPIMediaLibrary/Shared%20Documents/Product%20Images/BAPIStat4_humidity_Units.png | https://bapisensors.sharepoint.com/sites/BAPIMediaLibrary/Shared%20Documents/Datasheets/BAPIStat4_Humid_NoPrice-v17.pdf | https://bapisensors.sharepoint.com/sites/BAPIMediaLibrary/Shared%20Documents/Instructions/24595_ins_bapi_4_room_humidity.pdf
BA/H212B4DFZCG | BA/H212-B4DF-Z-CG | 2% BAPISTAT 4 WALL HUMIDITY 2/10VDC DISPLAY F |  | https://bapisensors.sharepoint.com/sites/BAPIMediaLibrary/Shared%20Documents/Product%20Images/BAPIStat4_humidity_Units.png | https://bapisensors.sharepoint.com/sites/BAPIMediaLibrary/Shared%20Documents/Datasheets/BAPIStat4_Humid_NoPrice-v17.pdf | https://bapisensors.sharepoint.com/sites/BAPIMediaLibrary/Shared%20Documents/Instructions/24595_ins_bapi_4_room_humidity.pdf
BA/H220B4DFZCG | BA/H220-B4DF-Z-CG | 2% BAPISTAT 4 WALL HUMIDITY 4/20MA DISPLAY F |  | https://bapisensors.sharepoint.com/sites/BAPIMediaLibrary/Shared%20Documents/Product%20Images/BAPIStat4_humidity_Units.png | https://bapisensors.sharepoint.com/sites/BAPIMediaLibrary/Shared%20Documents/Datasheets/BAPIStat4_Humid_NoPrice-v17.pdf | https://bapisensors.sharepoint.com/sites/BAPIMediaLibrary/Shared%20Documents/Instructions/24595_ins_bapi_4_room_humidity.pdf
BA/BS4XC-X-2-10G16-20M16-Z | BA/BS4XC-X-2-10G16-20M16-Z | 2% BAPISTAT 4 X-COMBO HUMIDITY AND TEMP W/O DISPLAY 4-20MA |  | https://bapisensors.sharepoint.com/sites/BAPIMediaLibrary/Shared%20Documents/Product%20Images/BAPIStat4M_3Button_BW.png | https://bapisensors.sharepoint.com/sites/BAPIMediaLibrary/Shared%20Documents/Datasheets/BAPIStat4_XCombo-v17.pdf | https://bapisensors.sharepoint.com/sites/BAPIMediaLibrary/Shared%20Documents/Instructions/27939_ins_BS4XC.pdf
BA/10K3H200DBB | BA/10K-3-H200-D-BB | 2% BAPI-BOX ENCLOSURE DUCT RH 4-20MA XMTR W/10K3 |  |  | https://bapisensors.sharepoint.com/sites/BAPIMediaLibrary/Shared%20Documents/Datasheets/Duct_Units_humid_NoPrice-v17.pdf | https://bapisensors.sharepoint.com/sites/BAPIMediaLibrary/Shared%20Documents/Instructions/49483_ins_duct_OSA_humidity.pdf
BA/10K2H210B4 | BA/10K-2-H210-B4X-Z-CG | 2% BP-STAT 4 RM RH 0-10V W/10K2 THERM |  | https://bapisensors.sharepoint.com/sites/BAPIMediaLibrary/Shared%20Documents/Product%20Images/BAPIStat4_humidity_Units.png | https://bapisensors.sharepoint.com/sites/BAPIMediaLibrary/Shared%20Documents/Datasheets/BAPIStat4_Humid_NoPrice-v17.pdf | https://bapisensors.sharepoint.com/sites/BAPIMediaLibrary/Shared%20Documents/Instructions/24595_ins_bapi_4_room_humidity.pdf
BA/1K7H210B4 | BA/1K[375]-H210-B4X-Z-CG | 2% BP-STAT 4 RM RH 0-10V W/1K-375 RTD |  | https://bapisensors.sharepoint.com/sites/BAPIMediaLibrary/Shared%20Documents/Product%20Images/BAPIStat4_humidity_Units.png | https://bapisensors.sharepoint.com/sites/BAPIMediaLibrary/Shared%20Documents/Datasheets/BAPIStat4_Humid_NoPrice-v17.pdf | https://bapisensors.sharepoint.com/sites/BAPIMediaLibrary/Shared%20Documents/Instructions/24595_ins_bapi_4_room_humidity.pdf
BA/1K7H210B4D | BA/1K[375]-H210-B4D-F-Z-CG | 2% BP-STAT 4 RM RH 0-10V W/DSPLY 1K-375 RTD |  | https://bapisensors.sharepoint.com/sites/BAPIMediaLibrary/Shared%20Documents/Product%20Images/BAPIStat4_humidity_Units.png | https://bapisensors.sharepoint.com/sites/BAPIMediaLibrary/Shared%20Documents/Datasheets/BAPIStat4_Humid_NoPrice-v17.pdf | https://bapisensors.sharepoint.com/sites/BAPIMediaLibrary/Shared%20Documents/Instructions/24595_ins_bapi_4_room_humidity.pdf
BA10K2H220B4XZC | BA/10K-2-H220-B4X-Z-CG | 2% BP-STAT 4 RM RH 4/20MA W/10K2 THERM |  | https://bapisensors.sharepoint.com/sites/BAPIMediaLibrary/Shared%20Documents/Product%20Images/BAPIStat4_humidity_Units.png | https://bapisensors.sharepoint.com/sites/BAPIMediaLibrary/Shared%20Documents/Datasheets/BAPIStat4_Humid_NoPrice-v17.pdf | https://bapisensors.sharepoint.com/sites/BAPIMediaLibrary/Shared%20Documents/Instructions/24595_ins_bapi_4_room_humidity.pdf
BA/1K7H200B4 | BA/1K[375]-H220-B4X-Z-CG | 2% BP-STAT 4 RM RH 4-20MA W/1K-375 RTD |  | https://bapisensors.sharepoint.com/sites/BAPIMediaLibrary/Shared%20Documents/Product%20Images/BAPIStat4_humidity_Units.png | https://bapisensors.sharepoint.com/sites/BAPIMediaLibrary/Shared%20Documents/Datasheets/BAPIStat4_Humid_NoPrice-v17.pdf | https://bapisensors.sharepoint.com/sites/BAPIMediaLibrary/Shared%20Documents/Instructions/24595_ins_bapi_4_room_humidity.pdf
BA/1K7H200B4D | BA/1K[375]-H220-B4D-F-Z-CG | 2% BP-STAT 4 RM RH 4-20MA W/DSPLY 1K-375 RTD |  | https://bapisensors.sharepoint.com/sites/BAPIMediaLibrary/Shared%20Documents/Product%20Images/BAPIStat4_humidity_Units.png | https://bapisensors.sharepoint.com/sites/BAPIMediaLibrary/Shared%20Documents/Datasheets/BAPIStat4_Humid_NoPrice-v17.pdf | https://bapisensors.sharepoint.com/sites/BAPIMediaLibrary/Shared%20Documents/Instructions/24595_ins_bapi_4_room_humidity.pdf
BA/10K3H210RD | BA/10K3H210RD | 2% DELTA RM RH 0/10VDC XMTR 10K OHM 3 THMS DISPLAY |  | https://bapisensors.sharepoint.com/sites/BAPIMediaLibrary/Shared%20Documents/Product%20Images/Delta_Humidity_Display.png | https://bapisensors.sharepoint.com/sites/BAPIMediaLibrary/Shared%20Documents/Datasheets/Delta_Room_humid_NoPrice-v17.pdf | https://bapisensors.sharepoint.com/sites/BAPIMediaLibrary/Shared%20Documents/Instructions/27417_ins_Delta_RH.pdf
BA/1K375H210RD | BA/1K375H210RD | 2% DELTA RM RH 0/10VDC XMTR 1K OHM 375 RTD DISPLAY |  | https://bapisensors.sharepoint.com/sites/BAPIMediaLibrary/Shared%20Documents/Product%20Images/Delta_Humidity_Display.png | https://bapisensors.sharepoint.com/sites/BAPIMediaLibrary/Shared%20Documents/Datasheets/Delta_Room_humid_NoPrice-v17.pdf | https://bapisensors.sharepoint.com/sites/BAPIMediaLibrary/Shared%20Documents/Instructions/27417_ins_Delta_RH.pdf
BA/1KH210RD | BA/1KH210RD | 2% DELTA RM RH 0/10VDC XMTR 1K OHM 385 RTD DISPLAY |  | https://bapisensors.sharepoint.com/sites/BAPIMediaLibrary/Shared%20Documents/Product%20Images/Delta_Humidity_Display.png | https://bapisensors.sharepoint.com/sites/BAPIMediaLibrary/Shared%20Documents/Datasheets/Delta_Room_humid_NoPrice-v17.pdf | https://bapisensors.sharepoint.com/sites/BAPIMediaLibrary/Shared%20Documents/Instructions/27417_ins_Delta_RH.pdf
BA/10K3H210RBW | BA/10K3H210RBW | 2% DELTA RM RH 0/10VDC XMTR W/TEMP 10K OHM 3 THMS |  | https://bapisensors.sharepoint.com/sites/BAPIMediaLibrary/Shared%20Documents/Product%20Images/Delta_Style_Humidity.png | https://bapisensors.sharepoint.com/sites/BAPIMediaLibrary/Shared%20Documents/Datasheets/Delta_Room_humid_NoPrice-v17.pdf | https://bapisensors.sharepoint.com/sites/BAPIMediaLibrary/Shared%20Documents/Instructions/27417_ins_Delta_RH.pdf
BA/1K375H210R | BA/1K375H210R | 2% DELTA RM RH 0/10VDC XMTR W/TEMP 1K OHM 375 RTD |  | https://bapisensors.sharepoint.com/sites/BAPIMediaLibrary/Shared%20Documents/Product%20Images/Delta_Style_Humidity.png | https://bapisensors.sharepoint.com/sites/BAPIMediaLibrary/Shared%20Documents/Datasheets/Delta_Room_humid_NoPrice-v17.pdf | https://bapisensors.sharepoint.com/sites/BAPIMediaLibrary/Shared%20Documents/Instructions/27417_ins_Delta_RH.pdf
BA/H210RD | BA/H210-RDBW | 2% DELTA RM RH 0-10V W/DSPLY |  | https://bapisensors.sharepoint.com/sites/BAPIMediaLibrary/Shared%20Documents/Product%20Images/Delta_Humidity_Display.png | https://bapisensors.sharepoint.com/sites/BAPIMediaLibrary/Shared%20Documents/Datasheets/Delta_Room_humid_NoPrice-v17.pdf | https://bapisensors.sharepoint.com/sites/BAPIMediaLibrary/Shared%20Documents/Instructions/27417_ins_Delta_RH.pdf
BA/1K375H200RD | BA/1K375H200RD | 2% DELTA RM RH 4/20MA XMTR 1K OHM 375 RTD DISPLAY |  | https://bapisensors.sharepoint.com/sites/BAPIMediaLibrary/Shared%20Documents/Product%20Images/Delta_Humidity_Display.png | https://bapisensors.sharepoint.com/sites/BAPIMediaLibrary/Shared%20Documents/Datasheets/Delta_Room_humid_NoPrice-v17.pdf | https://bapisensors.sharepoint.com/sites/BAPIMediaLibrary/Shared%20Documents/Instructions/27417_ins_Delta_RH.pdf
BA/1KH200R | BA/1K-H200-R | 2% DELTA RM RH 4/20MA XMTR 1K OHM 385 RTD |  | https://bapisensors.sharepoint.com/sites/BAPIMediaLibrary/Shared%20Documents/Product%20Images/Delta_Style_Humidity.png | https://bapisensors.sharepoint.com/sites/BAPIMediaLibrary/Shared%20Documents/Datasheets/Delta_Room_humid_NoPrice-v17.pdf | https://bapisensors.sharepoint.com/sites/BAPIMediaLibrary/Shared%20Documents/Instructions/27417_ins_Delta_RH.pdf
BA/1KH200RD | BA/1KH200RD | 2% DELTA RM RH 4/20MA XMTR 1K OHM 385 RTD DISPLAY |  | https://bapisensors.sharepoint.com/sites/BAPIMediaLibrary/Shared%20Documents/Product%20Images/Delta_Humidity_Display.png | https://bapisensors.sharepoint.com/sites/BAPIMediaLibrary/Shared%20Documents/Datasheets/Delta_Room_humid_NoPrice-v17.pdf | https://bapisensors.sharepoint.com/sites/BAPIMediaLibrary/Shared%20Documents/Instructions/27417_ins_Delta_RH.pdf
BA/1KH200RDBW | BA/1KH200RDBW | 2% DELTA RM RH 4/20MA XMTR 1K OHM 385 RTD DISPLAY |  | https://bapisensors.sharepoint.com/sites/BAPIMediaLibrary/Shared%20Documents/Product%20Images/Delta_Humidity_Display.png | https://bapisensors.sharepoint.com/sites/BAPIMediaLibrary/Shared%20Documents/Datasheets/Delta_Room_humid_NoPrice-v17.pdf | https://bapisensors.sharepoint.com/sites/BAPIMediaLibrary/Shared%20Documents/Instructions/27417_ins_Delta_RH.pdf
BA/1K375H200R | BA/1K375H200R | 2% DELTA RM RH 4/20MA XMTR W/TEMP 1K OHM 375 RTD |  | https://bapisensors.sharepoint.com/sites/BAPIMediaLibrary/Shared%20Documents/Product%20Images/Delta_Style_Humidity.png | https://bapisensors.sharepoint.com/sites/BAPIMediaLibrary/Shared%20Documents/Datasheets/Delta_Room_humid_NoPrice-v17.pdf | https://bapisensors.sharepoint.com/sites/BAPIMediaLibrary/Shared%20Documents/Instructions/27417_ins_Delta_RH.pdf
BA/H200-R-BW | BA/H200-R-BW | 2% DELTA RM RH 4-20MA XMTR |  | https://bapisensors.sharepoint.com/sites/BAPIMediaLibrary/Shared%20Documents/Product%20Images/Delta_Style_Humidity.png | https://bapisensors.sharepoint.com/sites/BAPIMediaLibrary/Shared%20Documents/Datasheets/Delta_Room_humid_NoPrice-v17.pdf | https://bapisensors.sharepoint.com/sites/BAPIMediaLibrary/Shared%20Documents/Instructions/27417_ins_Delta_RH.pdf
BA/10K3H200R | BA/10K-3-H200-R | 2% DELTA RM RH 4-20MA XMTR W/10K3 THMS |  | https://bapisensors.sharepoint.com/sites/BAPIMediaLibrary/Shared%20Documents/Product%20Images/Delta_Style_Humidity.png | https://bapisensors.sharepoint.com/sites/BAPIMediaLibrary/Shared%20Documents/Datasheets/Delta_Room_humid_NoPrice-v17.pdf | https://bapisensors.sharepoint.com/sites/BAPIMediaLibrary/Shared%20Documents/Instructions/27417_ins_Delta_RH.pdf
BA/10K-2-H200-R-BW | BA/10K-2-H200-R-BW | 2% DELTA RM RH 4-20MA XMTR W/10K2 THMS, BRIGHT WHITE |  | https://bapisensors.sharepoint.com/sites/BAPIMediaLibrary/Shared%20Documents/Product%20Images/Delta_Style_Humidity.png | https://bapisensors.sharepoint.com/sites/BAPIMediaLibrary/Shared%20Documents/Datasheets/Delta_Room_humid_NoPrice-v17.pdf | https://bapisensors.sharepoint.com/sites/BAPIMediaLibrary/Shared%20Documents/Instructions/27417_ins_Delta_RH.pdf
BA/10K311KH200R | BA/10K-3[11K]-H200-R | 2% DELTA RM RH 4-20MA XMTR W/10K3 W/11K |  | https://bapisensors.sharepoint.com/sites/BAPIMediaLibrary/Shared%20Documents/Product%20Images/Delta_Style_Humidity.png | https://bapisensors.sharepoint.com/sites/BAPIMediaLibrary/Shared%20Documents/Datasheets/Delta_Room_humid_NoPrice-v17.pdf | https://bapisensors.sharepoint.com/sites/BAPIMediaLibrary/Shared%20Documents/Instructions/27417_ins_Delta_RH.pdf
BA/H200RD | BA/H200-RD | 2% DELTA RM RH 4-20MA XMTR W/DSPLY |  | https://bapisensors.sharepoint.com/sites/BAPIMediaLibrary/Shared%20Documents/Product%20Images/Delta_Humidity_Display.png | https://bapisensors.sharepoint.com/sites/BAPIMediaLibrary/Shared%20Documents/Datasheets/Delta_Room_humid_NoPrice-v17.pdf | https://bapisensors.sharepoint.com/sites/BAPIMediaLibrary/Shared%20Documents/Instructions/27417_ins_Delta_RH.pdf
BA/10K3H200RD | BA/10K-3-H200-RD | 2% DELTA RM RH 4-20MA XMTR W/DSPLY 10K3 THMS |  | https://bapisensors.sharepoint.com/sites/BAPIMediaLibrary/Shared%20Documents/Product%20Images/Delta_Humidity_Display.png | https://bapisensors.sharepoint.com/sites/BAPIMediaLibrary/Shared%20Documents/Datasheets/Delta_Room_humid_NoPrice-v17.pdf | https://bapisensors.sharepoint.com/sites/BAPIMediaLibrary/Shared%20Documents/Instructions/27417_ins_Delta_RH.pdf
BA/H210DWP | BA/H210-D-WP | 2% DUCT RH 0 TO 10V XMTR W/WP BX |  | https://bapisensors.sharepoint.com/sites/BAPIMediaLibrary/Shared%20Documents/Product%20Images/WP_DuctHum.png | https://bapisensors.sharepoint.com/sites/BAPIMediaLibrary/Shared%20Documents/Datasheets/Duct_Units_humid_NoPrice-v17.pdf | https://bapisensors.sharepoint.com/sites/BAPIMediaLibrary/Shared%20Documents/Instructions/49483_ins_duct_OSA_humidity.pdf
BA/10K2H210DWP | BA/10K-2-H210-D-WP | 2% DUCT RH 0 TO 10V XMTR W/WP BX 10K2 THMS |  | https://bapisensors.sharepoint.com/sites/BAPIMediaLibrary/Shared%20Documents/Product%20Images/WP_DuctHum.png | https://bapisensors.sharepoint.com/sites/BAPIMediaLibrary/Shared%20Documents/Datasheets/Duct_Units_humid_NoPrice-v17.pdf | https://bapisensors.sharepoint.com/sites/BAPIMediaLibrary/Shared%20Documents/Instructions/49483_ins_duct_OSA_humidity.pdf
BA/10K3H210DWP | BA/10K3-H210-D-WP | 2% DUCT RH 0 TO 10V XMTR W/WP BX 10K3 THMS |  | https://bapisensors.sharepoint.com/sites/BAPIMediaLibrary/Shared%20Documents/Product%20Images/WP_DuctHum.png | https://bapisensors.sharepoint.com/sites/BAPIMediaLibrary/Shared%20Documents/Datasheets/Duct_Units_humid_NoPrice-v17.pdf | https://bapisensors.sharepoint.com/sites/BAPIMediaLibrary/Shared%20Documents/Instructions/49483_ins_duct_OSA_humidity.pdf
BA/20KH210DWP | BA/20K-H210-D-WP | 2% DUCT RH 0 TO 10V XMTR W/WP BX 20K THMS |  | https://bapisensors.sharepoint.com/sites/BAPIMediaLibrary/Shared%20Documents/Product%20Images/WP_DuctHum.png | https://bapisensors.sharepoint.com/sites/BAPIMediaLibrary/Shared%20Documents/Datasheets/Duct_Units_humid_NoPrice-v17.pdf | https://bapisensors.sharepoint.com/sites/BAPIMediaLibrary/Shared%20Documents/Instructions/49483_ins_duct_OSA_humidity.pdf
BA/H200DWP | BA/H200-D-WP | 2% DUCT RH 4-20MA XMTR W/WP BX |  | https://bapisensors.sharepoint.com/sites/BAPIMediaLibrary/Shared%20Documents/Product%20Images/WP_DuctHum.png | https://bapisensors.sharepoint.com/sites/BAPIMediaLibrary/Shared%20Documents/Datasheets/Duct_Units_humid_NoPrice-v17.pdf | https://bapisensors.sharepoint.com/sites/BAPIMediaLibrary/Shared%20Documents/Instructions/49483_ins_duct_OSA_humidity.pdf
BA/100KH200DWP | BA/100K-H200-D-WP | 2% DUCT RH 4-20MA XMTR W/WP BX 100K THMS |  | https://bapisensors.sharepoint.com/sites/BAPIMediaLibrary/Shared%20Documents/Product%20Images/WP_DuctHum.png | https://bapisensors.sharepoint.com/sites/BAPIMediaLibrary/Shared%20Documents/Datasheets/Duct_Units_humid_NoPrice-v17.pdf | https://bapisensors.sharepoint.com/sites/BAPIMediaLibrary/Shared%20Documents/Instructions/49483_ins_duct_OSA_humidity.pdf
BA/10K2H200DWP | BA/10K-2-H200-D-WP | 2% DUCT RH 4-20MA XMTR W/WP BX 10K2 |  | https://bapisensors.sharepoint.com/sites/BAPIMediaLibrary/Shared%20Documents/Product%20Images/WP_DuctHum.png | https://bapisensors.sharepoint.com/sites/BAPIMediaLibrary/Shared%20Documents/Datasheets/Duct_Units_humid_NoPrice-v17.pdf | https://bapisensors.sharepoint.com/sites/BAPIMediaLibrary/Shared%20Documents/Instructions/49483_ins_duct_OSA_humidity.pdf
BA/10K3H200DWP | BA/10K3-H200-D-WP | 2% DUCT RH 4-20MA XMTR W/WP BX 10K3 THMS |  | https://bapisensors.sharepoint.com/sites/BAPIMediaLibrary/Shared%20Documents/Product%20Images/WP_DuctHum.png | https://bapisensors.sharepoint.com/sites/BAPIMediaLibrary/Shared%20Documents/Datasheets/Duct_Units_humid_NoPrice-v17.pdf | https://bapisensors.sharepoint.com/sites/BAPIMediaLibrary/Shared%20Documents/Instructions/49483_ins_duct_OSA_humidity.pdf
BA/3KH200DWP | BA/3K-H200-D-WP | 2% DUCT RH 4-20MA XMTR W/WP BX 3K THMS |  | https://bapisensors.sharepoint.com/sites/BAPIMediaLibrary/Shared%20Documents/Product%20Images/WP_DuctHum.png | https://bapisensors.sharepoint.com/sites/BAPIMediaLibrary/Shared%20Documents/Datasheets/Duct_Units_humid_NoPrice-v17.pdf | https://bapisensors.sharepoint.com/sites/BAPIMediaLibrary/Shared%20Documents/Instructions/49483_ins_duct_OSA_humidity.pdf
BA/20KH200DWP | BA/20K-H200-D-WP | 2% DUCT RH 4-20MA XMTR W/WP BX W/20K THMS |  | https://bapisensors.sharepoint.com/sites/BAPIMediaLibrary/Shared%20Documents/Product%20Images/WP_DuctHum.png | https://bapisensors.sharepoint.com/sites/BAPIMediaLibrary/Shared%20Documents/Datasheets/Duct_Units_humid_NoPrice-v17.pdf | https://bapisensors.sharepoint.com/sites/BAPIMediaLibrary/Shared%20Documents/Instructions/49483_ins_duct_OSA_humidity.pdf
BA/H210DBB | BA/H210-D-BB | 2% DUCT RH 0/10VDC XMTR BAPI BOX |  |  | https://bapisensors.sharepoint.com/sites/BAPIMediaLibrary/Shared%20Documents/Datasheets/Duct_Units_humid_NoPrice-v17.pdf | https://bapisensors.sharepoint.com/sites/BAPIMediaLibrary/Shared%20Documents/Instructions/49483_ins_duct_OSA_humidity.pdf
BA/10K2H210DBB | BA/10K-2-H210-D-BB | 2% DUCT RH 0/10VDC XMTR BAPI BOX 10K OHM 2 THMS |  |  | https://bapisensors.sharepoint.com/sites/BAPIMediaLibrary/Shared%20Documents/Datasheets/Duct_Units_humid_NoPrice-v17.pdf | https://bapisensors.sharepoint.com/sites/BAPIMediaLibrary/Shared%20Documents/Instructions/49483_ins_duct_OSA_humidity.pdf
BA/10K3H210DBB | BA/10K3H210DBB | 2% DUCT RH 0/10VDC XMTR BAPI BOX 10K OHM 3 THMS |  |  | https://bapisensors.sharepoint.com/sites/BAPIMediaLibrary/Shared%20Documents/Datasheets/Duct_Units_humid_NoPrice-v17.pdf | https://bapisensors.sharepoint.com/sites/BAPIMediaLibrary/Shared%20Documents/Instructions/49483_ins_duct_OSA_humidity.pdf
BA/1K375H210DBB | BA/1K375H210DBB | 2% DUCT RH 0/10VDC XMTR BAPI BOX 1K OHM 375 RTD |  |  | https://bapisensors.sharepoint.com/sites/BAPIMediaLibrary/Shared%20Documents/Datasheets/Duct_Units_humid_NoPrice-v17.pdf | https://bapisensors.sharepoint.com/sites/BAPIMediaLibrary/Shared%20Documents/Instructions/49483_ins_duct_OSA_humidity.pdf
BA/1KH210DBB | BA/1KH210DBB | 2% DUCT RH 0/10VDC XMTR BAPI BOX 1K OHM 385 RTD |  |  | https://bapisensors.sharepoint.com/sites/BAPIMediaLibrary/Shared%20Documents/Datasheets/Duct_Units_humid_NoPrice-v17.pdf | https://bapisensors.sharepoint.com/sites/BAPIMediaLibrary/Shared%20Documents/Instructions/49483_ins_duct_OSA_humidity.pdf
BA/20KH210DBB | BA/20K-H210-D-BB | 2% DUCT RH 0/10VDC XMTR BAPI BOX 20K OHM THMS |  |  | https://bapisensors.sharepoint.com/sites/BAPIMediaLibrary/Shared%20Documents/Datasheets/Duct_Units_humid_NoPrice-v17.pdf | https://bapisensors.sharepoint.com/sites/BAPIMediaLibrary/Shared%20Documents/Instructions/49483_ins_duct_OSA_humidity.pdf
BA/H210DBB2 | BA/H210DBB2 | 2% DUCT RH 0/10VDC XMTR BAPI BOX2 |  |  | https://bapisensors.sharepoint.com/sites/BAPIMediaLibrary/Shared%20Documents/Datasheets/Duct_Units_humid_NoPrice-v17.pdf | https://bapisensors.sharepoint.com/sites/BAPIMediaLibrary/Shared%20Documents/Instructions/49483_ins_duct_OSA_humidity.pdf
BA/1.8KH210OBB2 | BA/1.8K-H210-O-BB2 | 2% DUCT RH 0/10VDC XMTR BAPI BOX2 1.8K OHM THMS |  |  | https://bapisensors.sharepoint.com/sites/BAPIMediaLibrary/Shared%20Documents/Datasheets/Duct_Units_humid_NoPrice-v17.pdf | https://bapisensors.sharepoint.com/sites/BAPIMediaLibrary/Shared%20Documents/Instructions/49483_ins_duct_OSA_humidity.pdf
BA/10K2H210DBB2 | BA/10K2H210DBB2 | 2% DUCT RH 0/10VDC XMTR BAPI BOX2 10K OHM 2 THMS |  |  | https://bapisensors.sharepoint.com/sites/BAPIMediaLibrary/Shared%20Documents/Datasheets/Duct_Units_humid_NoPrice-v17.pdf | https://bapisensors.sharepoint.com/sites/BAPIMediaLibrary/Shared%20Documents/Instructions/49483_ins_duct_OSA_humidity.pdf
BA/10K3H210DBB2 | BA/10K3H210DBB2 | 2% DUCT RH 0/10VDC XMTR BAPI BOX2 10K OHM 3 THMS |  |  | https://bapisensors.sharepoint.com/sites/BAPIMediaLibrary/Shared%20Documents/Datasheets/Duct_Units_humid_NoPrice-v17.pdf | https://bapisensors.sharepoint.com/sites/BAPIMediaLibrary/Shared%20Documents/Instructions/49483_ins_duct_OSA_humidity.pdf
BA/1K7H210DBB2 | BA/1K7H210DBB2 | 2% DUCT RH 0/10VDC XMTR BAPI BOX2 1K OHM 375 RTD |  |  | https://bapisensors.sharepoint.com/sites/BAPIMediaLibrary/Shared%20Documents/Datasheets/Duct_Units_humid_NoPrice-v17.pdf | https://bapisensors.sharepoint.com/sites/BAPIMediaLibrary/Shared%20Documents/Instructions/49483_ins_duct_OSA_humidity.pdf
BA/1KH210DBB2 | BA/1KH210DBB2 | 2% DUCT RH 0/10VDC XMTR BAPI BOX2 1K OHM 385 RTD |  |  | https://bapisensors.sharepoint.com/sites/BAPIMediaLibrary/Shared%20Documents/Datasheets/Duct_Units_humid_NoPrice-v17.pdf | https://bapisensors.sharepoint.com/sites/BAPIMediaLibrary/Shared%20Documents/Instructions/49483_ins_duct_OSA_humidity.pdf
BA/20KH210DBB2 | BA/20KH210DBB2 | 2% DUCT RH 0/10VDC XMTR BAPI BOX2 20K OHM THMS |  |  | https://bapisensors.sharepoint.com/sites/BAPIMediaLibrary/Shared%20Documents/Datasheets/Duct_Units_humid_NoPrice-v17.pdf | https://bapisensors.sharepoint.com/sites/BAPIMediaLibrary/Shared%20Documents/Instructions/49483_ins_duct_OSA_humidity.pdf
BA/100H210DWP | BA/100H210DWP | 2% DUCT RH 0/10VDC XMTR WTHRPRF 100 OHM RTD |  | https://bapisensors.sharepoint.com/sites/BAPIMediaLibrary/Shared%20Documents/Product%20Images/WP_DuctHum.png | https://bapisensors.sharepoint.com/sites/BAPIMediaLibrary/Shared%20Documents/Datasheets/Duct_Units_humid_NoPrice-v17.pdf | https://bapisensors.sharepoint.com/sites/BAPIMediaLibrary/Shared%20Documents/Instructions/49483_ins_duct_OSA_humidity.pdf
BA/1K375H210DWP | BA/1K375H210DWP | 2% DUCT RH 0/10VDC XMTR WTHRPRF 1K OHM 375 RTD |  | https://bapisensors.sharepoint.com/sites/BAPIMediaLibrary/Shared%20Documents/Product%20Images/WP_DuctHum.png | https://bapisensors.sharepoint.com/sites/BAPIMediaLibrary/Shared%20Documents/Datasheets/Duct_Units_humid_NoPrice-v17.pdf | https://bapisensors.sharepoint.com/sites/BAPIMediaLibrary/Shared%20Documents/Instructions/49483_ins_duct_OSA_humidity.pdf
BA/1KH210DWP | BA/1KH210DWP | 2% DUCT RH 0/10VDC XMTR WTHRPRF 1K OHM 385 RTD |  | https://bapisensors.sharepoint.com/sites/BAPIMediaLibrary/Shared%20Documents/Product%20Images/WP_DuctHum.png | https://bapisensors.sharepoint.com/sites/BAPIMediaLibrary/Shared%20Documents/Datasheets/Duct_Units_humid_NoPrice-v17.pdf | https://bapisensors.sharepoint.com/sites/BAPIMediaLibrary/Shared%20Documents/Instructions/49483_ins_duct_OSA_humidity.pdf
BA/1KNIH210DWP | BA/1K[NI]-H210-D-WP | 2% DUCT RH 0/10VDC XMTR WTRPRF BOX 1K NICKEL RTD |  | https://bapisensors.sharepoint.com/sites/BAPIMediaLibrary/Shared%20Documents/Product%20Images/WP_DuctHum.png | https://bapisensors.sharepoint.com/sites/BAPIMediaLibrary/Shared%20Documents/Datasheets/Duct_Units_humid_NoPrice-v17.pdf | https://bapisensors.sharepoint.com/sites/BAPIMediaLibrary/Shared%20Documents/Instructions/49483_ins_duct_OSA_humidity.pdf
BA/H212DBB | BA/H212DBB | 2% DUCT RH 2/10VDC XMTR BAPI BOX |  |  | https://bapisensors.sharepoint.com/sites/BAPIMediaLibrary/Shared%20Documents/Datasheets/Duct_Units_humid_NoPrice-v17.pdf | https://bapisensors.sharepoint.com/sites/BAPIMediaLibrary/Shared%20Documents/Instructions/49483_ins_duct_OSA_humidity.pdf
BA/10K2H212DBB | BA/10K2H212DBB | 2% DUCT RH 2/10VDC XMTR BAPI BOX 10K OHM 2 THMS |  |  | https://bapisensors.sharepoint.com/sites/BAPIMediaLibrary/Shared%20Documents/Datasheets/Duct_Units_humid_NoPrice-v17.pdf | https://bapisensors.sharepoint.com/sites/BAPIMediaLibrary/Shared%20Documents/Instructions/49483_ins_duct_OSA_humidity.pdf
BA/10K3H212DBB | BA/10K3H212DBB | 2% DUCT RH 2/10VDC XMTR BAPI BOX 10K OHM 3 THMS |  |  | https://bapisensors.sharepoint.com/sites/BAPIMediaLibrary/Shared%20Documents/Datasheets/Duct_Units_humid_NoPrice-v17.pdf | https://bapisensors.sharepoint.com/sites/BAPIMediaLibrary/Shared%20Documents/Instructions/49483_ins_duct_OSA_humidity.pdf
BA/1KNIH212DBB | BA/1K[NI]-H212-D-BB | 2% DUCT RH 2/10VDC XMTR BAPI BOX 1K NICKEL RTD |  |  | https://bapisensors.sharepoint.com/sites/BAPIMediaLibrary/Shared%20Documents/Datasheets/Duct_Units_humid_NoPrice-v17.pdf | https://bapisensors.sharepoint.com/sites/BAPIMediaLibrary/Shared%20Documents/Instructions/49483_ins_duct_OSA_humidity.pdf
BA/1K375H212DBB | BA/1K375H212DBB | 2% DUCT RH 2/10VDC XMTR BAPI BOX 1K OHM 375 RTD |  |  | https://bapisensors.sharepoint.com/sites/BAPIMediaLibrary/Shared%20Documents/Datasheets/Duct_Units_humid_NoPrice-v17.pdf | https://bapisensors.sharepoint.com/sites/BAPIMediaLibrary/Shared%20Documents/Instructions/49483_ins_duct_OSA_humidity.pdf
BA/1KH212DBB | BA/1KH212DBB | 2% DUCT RH 2/10VDC XMTR BAPI BOX 1K OHM 385 RTD |  |  | https://bapisensors.sharepoint.com/sites/BAPIMediaLibrary/Shared%20Documents/Datasheets/Duct_Units_humid_NoPrice-v17.pdf | https://bapisensors.sharepoint.com/sites/BAPIMediaLibrary/Shared%20Documents/Instructions/49483_ins_duct_OSA_humidity.pdf
BA/H212DBB2 | BA/H212DBB2 | 2% DUCT RH 2/10VDC XMTR BAPI BOX2 |  |  | https://bapisensors.sharepoint.com/sites/BAPIMediaLibrary/Shared%20Documents/Datasheets/Duct_Units_humid_NoPrice-v17.pdf | https://bapisensors.sharepoint.com/sites/BAPIMediaLibrary/Shared%20Documents/Instructions/49483_ins_duct_OSA_humidity.pdf
BA/10K2H212DBB2 | BA/10K2H212DBB2 | 2% DUCT RH 2/10VDC XMTR BAPI BOX2 10K OHM 2 THMS |  |  | https://bapisensors.sharepoint.com/sites/BAPIMediaLibrary/Shared%20Documents/Datasheets/Duct_Units_humid_NoPrice-v17.pdf | https://bapisensors.sharepoint.com/sites/BAPIMediaLibrary/Shared%20Documents/Instructions/49483_ins_duct_OSA_humidity.pdf
BA/10K3H212DBB2 | BA/10K3H212DBB2 | 2% DUCT RH 2/10VDC XMTR BAPI BOX2 10K OHM 3 THMS |  |  | https://bapisensors.sharepoint.com/sites/BAPIMediaLibrary/Shared%20Documents/Datasheets/Duct_Units_humid_NoPrice-v17.pdf | https://bapisensors.sharepoint.com/sites/BAPIMediaLibrary/Shared%20Documents/Instructions/49483_ins_duct_OSA_humidity.pdf
BA/1K7H212DBB2 | BA/1K7H212DBB2 | 2% DUCT RH 2/10VDC XMTR BAPI BOX2 1K OHM 375 RTD |  |  | https://bapisensors.sharepoint.com/sites/BAPIMediaLibrary/Shared%20Documents/Datasheets/Duct_Units_humid_NoPrice-v17.pdf | https://bapisensors.sharepoint.com/sites/BAPIMediaLibrary/Shared%20Documents/Instructions/49483_ins_duct_OSA_humidity.pdf
BA/1KH212DBB2 | BA/1KH212DBB2 | 2% DUCT RH 2/10VDC XMTR BAPI BOX2 1K OHM 385 RTD |  |  | https://bapisensors.sharepoint.com/sites/BAPIMediaLibrary/Shared%20Documents/Datasheets/Duct_Units_humid_NoPrice-v17.pdf | https://bapisensors.sharepoint.com/sites/BAPIMediaLibrary/Shared%20Documents/Instructions/49483_ins_duct_OSA_humidity.pdf
BA/H212DWP | BA/H212DWP | 2% DUCT RH 2/10VDC XMTR WTHRPRF |  | https://bapisensors.sharepoint.com/sites/BAPIMediaLibrary/Shared%20Documents/Product%20Images/WP_DuctHum.png | https://bapisensors.sharepoint.com/sites/BAPIMediaLibrary/Shared%20Documents/Datasheets/Duct_Units_humid_NoPrice-v17.pdf | https://bapisensors.sharepoint.com/sites/BAPIMediaLibrary/Shared%20Documents/Instructions/49483_ins_duct_OSA_humidity.pdf
BA/10K2H212DWP | BA/10K2H212DWP | 2% DUCT RH 2/10VDC XMTR WTHRPRF 10K OHM 2 THMS |  | https://bapisensors.sharepoint.com/sites/BAPIMediaLibrary/Shared%20Documents/Product%20Images/WP_DuctHum.png | https://bapisensors.sharepoint.com/sites/BAPIMediaLibrary/Shared%20Documents/Datasheets/Duct_Units_humid_NoPrice-v17.pdf | https://bapisensors.sharepoint.com/sites/BAPIMediaLibrary/Shared%20Documents/Instructions/49483_ins_duct_OSA_humidity.pdf
BA/10K3H212DWP | BA/10K3H212DWP | 2% DUCT RH 2/10VDC XMTR WTHRPRF 10K OHM 3 THMS |  | https://bapisensors.sharepoint.com/sites/BAPIMediaLibrary/Shared%20Documents/Product%20Images/WP_DuctHum.png | https://bapisensors.sharepoint.com/sites/BAPIMediaLibrary/Shared%20Documents/Datasheets/Duct_Units_humid_NoPrice-v17.pdf | https://bapisensors.sharepoint.com/sites/BAPIMediaLibrary/Shared%20Documents/Instructions/49483_ins_duct_OSA_humidity.pdf
BA/1K375H212DWP | BA/1K375H212DWP | 2% DUCT RH 2/10VDC XMTR WTHRPRF 1K OHM 375 RTD |  | https://bapisensors.sharepoint.com/sites/BAPIMediaLibrary/Shared%20Documents/Product%20Images/WP_DuctHum.png | https://bapisensors.sharepoint.com/sites/BAPIMediaLibrary/Shared%20Documents/Datasheets/Duct_Units_humid_NoPrice-v17.pdf | https://bapisensors.sharepoint.com/sites/BAPIMediaLibrary/Shared%20Documents/Instructions/49483_ins_duct_OSA_humidity.pdf
BA/1KH212DWP | BA/1KH212DWP | 2% DUCT RH 2/10VDC XMTR WTHRPRF 1K OHM 385 RTD |  | https://bapisensors.sharepoint.com/sites/BAPIMediaLibrary/Shared%20Documents/Product%20Images/WP_DuctHum.png | https://bapisensors.sharepoint.com/sites/BAPIMediaLibrary/Shared%20Documents/Datasheets/Duct_Units_humid_NoPrice-v17.pdf | https://bapisensors.sharepoint.com/sites/BAPIMediaLibrary/Shared%20Documents/Instructions/49483_ins_duct_OSA_humidity.pdf
BA/1KH200DWP | BA/1K-H200-D-WP | 2% DUCT RH 4/20MA ALUM BOX 1K OHM 385 RTD |  | https://bapisensors.sharepoint.com/sites/BAPIMediaLibrary/Shared%20Documents/Product%20Images/WP_DuctHum.png | https://bapisensors.sharepoint.com/sites/BAPIMediaLibrary/Shared%20Documents/Datasheets/Duct_Units_humid_NoPrice-v17.pdf | https://bapisensors.sharepoint.com/sites/BAPIMediaLibrary/Shared%20Documents/Instructions/49483_ins_duct_OSA_humidity.pdf
BA/H200DBB | BA/H200DBB | 2% DUCT RH 4/20MA XMTR BAPI BOX |  |  | https://bapisensors.sharepoint.com/sites/BAPIMediaLibrary/Shared%20Documents/Datasheets/Duct_Units_humid_NoPrice-v17.pdf | https://bapisensors.sharepoint.com/sites/BAPIMediaLibrary/Shared%20Documents/Instructions/49483_ins_duct_OSA_humidity.pdf
BA/10K2H200DBB | BA/10K-2-H200-D-BB | 2% DUCT RH 4/20MA XMTR BAPI BOX 10K OHM 2 THMS |  |  | https://bapisensors.sharepoint.com/sites/BAPIMediaLibrary/Shared%20Documents/Datasheets/Duct_Units_humid_NoPrice-v17.pdf | https://bapisensors.sharepoint.com/sites/BAPIMediaLibrary/Shared%20Documents/Instructions/49483_ins_duct_OSA_humidity.pdf
BA/20KH200DBB | BA/20K-H200-D-BB | 2% DUCT RH 4/20MA XMTR BAPI BOX 20K OHM THMS |  |  | https://bapisensors.sharepoint.com/sites/BAPIMediaLibrary/Shared%20Documents/Datasheets/Duct_Units_humid_NoPrice-v17.pdf | https://bapisensors.sharepoint.com/sites/BAPIMediaLibrary/Shared%20Documents/Instructions/49483_ins_duct_OSA_humidity.pdf
BA/3KH200DBB | BA/3K-H200-D-BB | 2% DUCT RH 4/20MA XMTR BAPI BOX 3K THMS |  |  | https://bapisensors.sharepoint.com/sites/BAPIMediaLibrary/Shared%20Documents/Datasheets/Duct_Units_humid_NoPrice-v17.pdf | https://bapisensors.sharepoint.com/sites/BAPIMediaLibrary/Shared%20Documents/Instructions/49483_ins_duct_OSA_humidity.pdf
BA/1.8KH200DBB | BA/1.8K-H200-D-BB | 2% DUCT RH 4/20MA XMTR BAPI BOX W/T 1.8K OHM THMS |  |  | https://bapisensors.sharepoint.com/sites/BAPIMediaLibrary/Shared%20Documents/Datasheets/Duct_Units_humid_NoPrice-v17.pdf | https://bapisensors.sharepoint.com/sites/BAPIMediaLibrary/Shared%20Documents/Instructions/49483_ins_duct_OSA_humidity.pdf
BA/1003WH200DBB | BA/100[3W]-H200-D-BB | 2% DUCT RH 4/20MA XMTR BAPI BOX W/T 100-3W OHM RTD |  |  | https://bapisensors.sharepoint.com/sites/BAPIMediaLibrary/Shared%20Documents/Datasheets/Duct_Units_humid_NoPrice-v17.pdf | https://bapisensors.sharepoint.com/sites/BAPIMediaLibrary/Shared%20Documents/Instructions/49483_ins_duct_OSA_humidity.pdf
BA/1K375H200DBB | BA/1K375H200DBB | 2% DUCT RH 4/20MA XMTR BAPI BOX W/T 1K OHM 375 RTD |  |  | https://bapisensors.sharepoint.com/sites/BAPIMediaLibrary/Shared%20Documents/Datasheets/Duct_Units_humid_NoPrice-v17.pdf | https://bapisensors.sharepoint.com/sites/BAPIMediaLibrary/Shared%20Documents/Instructions/49483_ins_duct_OSA_humidity.pdf
BA/1KH200DBB | BA/1KH200DBB | 2% DUCT RH 4/20MA XMTR BAPI BOX W/T 1K OHM 385 RTD |  |  | https://bapisensors.sharepoint.com/sites/BAPIMediaLibrary/Shared%20Documents/Datasheets/Duct_Units_humid_NoPrice-v17.pdf | https://bapisensors.sharepoint.com/sites/BAPIMediaLibrary/Shared%20Documents/Instructions/49483_ins_duct_OSA_humidity.pdf
BA/H200DBB2 | BA/H200DBB2 | 2% DUCT RH 4/20MA XMTR BAPI BOX2 |  |  | https://bapisensors.sharepoint.com/sites/BAPIMediaLibrary/Shared%20Documents/Datasheets/Duct_Units_humid_NoPrice-v17.pdf | https://bapisensors.sharepoint.com/sites/BAPIMediaLibrary/Shared%20Documents/Instructions/49483_ins_duct_OSA_humidity.pdf
BA/1.8KH200DBB2 | BA/1.8K-H200-D-BB2 | 2% DUCT RH 4/20MA XMTR BAPI BOX2 1.8K OHM THMS |  |  | https://bapisensors.sharepoint.com/sites/BAPIMediaLibrary/Shared%20Documents/Datasheets/Duct_Units_humid_NoPrice-v17.pdf | https://bapisensors.sharepoint.com/sites/BAPIMediaLibrary/Shared%20Documents/Instructions/49483_ins_duct_OSA_humidity.pdf
BA/100H200DBB2 | BA/100H200DBB2 | 2% DUCT RH 4/20MA XMTR BAPI BOX2 100 OHM RTD |  |  | https://bapisensors.sharepoint.com/sites/BAPIMediaLibrary/Shared%20Documents/Datasheets/Duct_Units_humid_NoPrice-v17.pdf | https://bapisensors.sharepoint.com/sites/BAPIMediaLibrary/Shared%20Documents/Instructions/49483_ins_duct_OSA_humidity.pdf
BA/100KH200DBB2 | BA/100K-H200-D-BB2 | 2% DUCT RH 4/20MA XMTR BAPI BOX2 100K OHM 2 THMS |  |  | https://bapisensors.sharepoint.com/sites/BAPIMediaLibrary/Shared%20Documents/Datasheets/Duct_Units_humid_NoPrice-v17.pdf | https://bapisensors.sharepoint.com/sites/BAPIMediaLibrary/Shared%20Documents/Instructions/49483_ins_duct_OSA_humidity.pdf
BA/10K2H200DBB2 | BA/10K2H200DBB2 | 2% DUCT RH 4/20MA XMTR BAPI BOX2 10K OHM 2 THMS |  |  | https://bapisensors.sharepoint.com/sites/BAPIMediaLibrary/Shared%20Documents/Datasheets/Duct_Units_humid_NoPrice-v17.pdf | https://bapisensors.sharepoint.com/sites/BAPIMediaLibrary/Shared%20Documents/Instructions/49483_ins_duct_OSA_humidity.pdf
BA/10K3H200DBB2 | BA/10K3H200DBB2 | 2% DUCT RH 4/20MA XMTR BAPI BOX2 10K OHM 3 THMS |  |  | https://bapisensors.sharepoint.com/sites/BAPIMediaLibrary/Shared%20Documents/Datasheets/Duct_Units_humid_NoPrice-v17.pdf | https://bapisensors.sharepoint.com/sites/BAPIMediaLibrary/Shared%20Documents/Instructions/49483_ins_duct_OSA_humidity.pdf
BA/1K7H200DBB2 | BA/1K7H200DBB2 | 2% DUCT RH 4/20MA XMTR BAPI BOX2 1K OHM 375 RTD |  |  | https://bapisensors.sharepoint.com/sites/BAPIMediaLibrary/Shared%20Documents/Datasheets/Duct_Units_humid_NoPrice-v17.pdf | https://bapisensors.sharepoint.com/sites/BAPIMediaLibrary/Shared%20Documents/Instructions/49483_ins_duct_OSA_humidity.pdf
BA/1KH200DBB2 | BA/1KH200DBB2 | 2% DUCT RH 4/20MA XMTR BAPI BOX2 1K OHM 385 RTD |  |  | https://bapisensors.sharepoint.com/sites/BAPIMediaLibrary/Shared%20Documents/Datasheets/Duct_Units_humid_NoPrice-v17.pdf | https://bapisensors.sharepoint.com/sites/BAPIMediaLibrary/Shared%20Documents/Instructions/49483_ins_duct_OSA_humidity.pdf
BA/20KH200DBB2 | BA/20K-H200-D-BB2 | 2% DUCT RH 4/20MA XMTR BAPI BOX2 20K OHM THMS |  |  | https://bapisensors.sharepoint.com/sites/BAPIMediaLibrary/Shared%20Documents/Datasheets/Duct_Units_humid_NoPrice-v17.pdf | https://bapisensors.sharepoint.com/sites/BAPIMediaLibrary/Shared%20Documents/Instructions/49483_ins_duct_OSA_humidity.pdf
BA/3KH200DBB2 | BA/3K-H200-D-BB2 | 2% DUCT RH 4/20MA XMTR BAPI BOX2 3K THMS |  |  | https://bapisensors.sharepoint.com/sites/BAPIMediaLibrary/Shared%20Documents/Datasheets/Duct_Units_humid_NoPrice-v17.pdf | https://bapisensors.sharepoint.com/sites/BAPIMediaLibrary/Shared%20Documents/Instructions/49483_ins_duct_OSA_humidity.pdf
BA/1.8KH200DWP | BA/1.8K-H200-D-WP | 2% DUCT RH 4/20MA XMTR WTHRPRF 1.8K OHM THMS |  | https://bapisensors.sharepoint.com/sites/BAPIMediaLibrary/Shared%20Documents/Product%20Images/WP_DuctHum.png | https://bapisensors.sharepoint.com/sites/BAPIMediaLibrary/Shared%20Documents/Datasheets/Duct_Units_humid_NoPrice-v17.pdf | https://bapisensors.sharepoint.com/sites/BAPIMediaLibrary/Shared%20Documents/Instructions/49483_ins_duct_OSA_humidity.pdf
BA/1003WH200DWP | BA/100[3W]-H200-D-WP | 2% DUCT RH 4/20MA XMTR WTHRPRF 100-3W OHM RTD |  | https://bapisensors.sharepoint.com/sites/BAPIMediaLibrary/Shared%20Documents/Product%20Images/WP_DuctHum.png | https://bapisensors.sharepoint.com/sites/BAPIMediaLibrary/Shared%20Documents/Datasheets/Duct_Units_humid_NoPrice-v17.pdf | https://bapisensors.sharepoint.com/sites/BAPIMediaLibrary/Shared%20Documents/Instructions/49483_ins_duct_OSA_humidity.pdf
BA/1K375H200DWP | BA/1K375H200DWP | 2% DUCT RH 4/20MA XMTR WTHRPRF 1K OHM 375 RTD |  | https://bapisensors.sharepoint.com/sites/BAPIMediaLibrary/Shared%20Documents/Product%20Images/WP_DuctHum.png | https://bapisensors.sharepoint.com/sites/BAPIMediaLibrary/Shared%20Documents/Datasheets/Duct_Units_humid_NoPrice-v17.pdf | https://bapisensors.sharepoint.com/sites/BAPIMediaLibrary/Shared%20Documents/Instructions/49483_ins_duct_OSA_humidity.pdf
BA/H200-D-BBX | BA/H200-D-BBX | 2% DUCT RH XMTR W/INTERCHANGABLE OUTPUT 0 TO 5V OR 4 TO 20MA BAPI BOX CROSSOVER (IP10, NEMA1) |  |  | https://bapisensors.sharepoint.com/sites/BAPIMediaLibrary/Shared%20Documents/Datasheets/Duct_Units_humid_NoPrice-v17.pdf | https://bapisensors.sharepoint.com/sites/BAPIMediaLibrary/Shared%20Documents/Instructions/49483_ins_duct_OSA_humidity.pdf
BA/10K2H210OWP | BA/10K-2-H210-O-WP | 2% OSA RH 0-10V W/WP BX 10K2 THERM |  |  | https://bapisensors.sharepoint.com/sites/BAPIMediaLibrary/Shared%20Documents/Datasheets/Outside_Air_humid_NoPrice-v17.pdf | https://bapisensors.sharepoint.com/sites/BAPIMediaLibrary/Shared%20Documents/Instructions/49483_ins_duct_OSA_humidity.pdf
BA/H200OWP | BA/H200-O-WP | 2% OSA RH 4-20MA XMTR W/WP BX |  |  | https://bapisensors.sharepoint.com/sites/BAPIMediaLibrary/Shared%20Documents/Datasheets/Outside_Air_humid_NoPrice-v17.pdf | https://bapisensors.sharepoint.com/sites/BAPIMediaLibrary/Shared%20Documents/Instructions/49483_ins_duct_OSA_humidity.pdf
BA/10K3H200OWP | BA/10K3-H200-O-WP | 2% OSA RH 4-20MA XMTR W/WP BX 10K3 THMS |  |  | https://bapisensors.sharepoint.com/sites/BAPIMediaLibrary/Shared%20Documents/Datasheets/Outside_Air_humid_NoPrice-v17.pdf | https://bapisensors.sharepoint.com/sites/BAPIMediaLibrary/Shared%20Documents/Instructions/49483_ins_duct_OSA_humidity.pdf
BA/10K2H200OWP | BA/10K-2-H200-O-WP | 2% OSA RH 4-20MA XMTR W/WP BX 10K2 THMS |  |  | https://bapisensors.sharepoint.com/sites/BAPIMediaLibrary/Shared%20Documents/Datasheets/Outside_Air_humid_NoPrice-v17.pdf | https://bapisensors.sharepoint.com/sites/BAPIMediaLibrary/Shared%20Documents/Instructions/49483_ins_duct_OSA_humidity.pdf
BA/H210OBB | BA/H210OBB | 2% OSA RH 0/10VDC XMTR BAPI BOX |  | https://bapisensors.sharepoint.com/sites/BAPIMediaLibrary/Shared%20Documents/Product%20Images/OA_Humid_BB_300pix-2.png | https://bapisensors.sharepoint.com/sites/BAPIMediaLibrary/Shared%20Documents/Datasheets/Outside_Air_humid_NoPrice-v17.pdf | https://bapisensors.sharepoint.com/sites/BAPIMediaLibrary/Shared%20Documents/Instructions/49483_ins_duct_OSA_humidity.pdf
BA/10K2H210OBB | BA/10K-2-H210-O-BB | 2% OSA RH 0/10VDC XMTR BAPI BOX 10K OHM 2 THMS |  | https://bapisensors.sharepoint.com/sites/BAPIMediaLibrary/Shared%20Documents/Product%20Images/OA_Humid_BB_300pix-2.png | https://bapisensors.sharepoint.com/sites/BAPIMediaLibrary/Shared%20Documents/Datasheets/Outside_Air_humid_NoPrice-v17.pdf | https://bapisensors.sharepoint.com/sites/BAPIMediaLibrary/Shared%20Documents/Instructions/49483_ins_duct_OSA_humidity.pdf
BA/10K3H210OBB | BA/10K3H210OBB | 2% OSA RH 0/10VDC XMTR BAPI BOX 10K OHM 3 THMS |  | https://bapisensors.sharepoint.com/sites/BAPIMediaLibrary/Shared%20Documents/Product%20Images/OA_Humid_BB_300pix-2.png | https://bapisensors.sharepoint.com/sites/BAPIMediaLibrary/Shared%20Documents/Datasheets/Outside_Air_humid_NoPrice-v17.pdf | https://bapisensors.sharepoint.com/sites/BAPIMediaLibrary/Shared%20Documents/Instructions/49483_ins_duct_OSA_humidity.pdf
BA/1KNIH210OBB | BA/1K[NI]-H210-O-BB | 2% OSA RH 0/10VDC XMTR BAPI BOX 1K NICKEL RTD |  | https://bapisensors.sharepoint.com/sites/BAPIMediaLibrary/Shared%20Documents/Product%20Images/OA_Humid_BB_300pix-2.png | https://bapisensors.sharepoint.com/sites/BAPIMediaLibrary/Shared%20Documents/Datasheets/Outside_Air_humid_NoPrice-v17.pdf | https://bapisensors.sharepoint.com/sites/BAPIMediaLibrary/Shared%20Documents/Instructions/49483_ins_duct_OSA_humidity.pdf
BA/1K375H210OBB | BA/1K375H210OBB | 2% OSA RH 0/10VDC XMTR BAPI BOX 1K OHM 375 RTD |  | https://bapisensors.sharepoint.com/sites/BAPIMediaLibrary/Shared%20Documents/Product%20Images/OA_Humid_BB_300pix-2.png | https://bapisensors.sharepoint.com/sites/BAPIMediaLibrary/Shared%20Documents/Datasheets/Outside_Air_humid_NoPrice-v17.pdf | https://bapisensors.sharepoint.com/sites/BAPIMediaLibrary/Shared%20Documents/Instructions/49483_ins_duct_OSA_humidity.pdf
BA/1KH210OBB | BA/1KH210OBB | 2% OSA RH 0/10VDC XMTR BAPI BOX 1K OHM 385 RTD |  | https://bapisensors.sharepoint.com/sites/BAPIMediaLibrary/Shared%20Documents/Product%20Images/OA_Humid_BB_300pix-2.png | https://bapisensors.sharepoint.com/sites/BAPIMediaLibrary/Shared%20Documents/Datasheets/Outside_Air_humid_NoPrice-v17.pdf | https://bapisensors.sharepoint.com/sites/BAPIMediaLibrary/Shared%20Documents/Instructions/49483_ins_duct_OSA_humidity.pdf
BA/20KH210OBB | BA/20K-H210-O-BB | 2% OSA RH 0/10VDC XMTR BAPI BOX 20K OHM THMS |  | https://bapisensors.sharepoint.com/sites/BAPIMediaLibrary/Shared%20Documents/Product%20Images/OA_Humid_BB_300pix-2.png | https://bapisensors.sharepoint.com/sites/BAPIMediaLibrary/Shared%20Documents/Datasheets/Outside_Air_humid_NoPrice-v17.pdf | https://bapisensors.sharepoint.com/sites/BAPIMediaLibrary/Shared%20Documents/Instructions/49483_ins_duct_OSA_humidity.pdf
BA/3KH210OBB | BA/3K-H210-O-BB | 2% OSA RH 0/10VDC XMTR BAPI BOX 3K THMS |  | https://bapisensors.sharepoint.com/sites/BAPIMediaLibrary/Shared%20Documents/Product%20Images/OA_Humid_BB_300pix-2.png | https://bapisensors.sharepoint.com/sites/BAPIMediaLibrary/Shared%20Documents/Datasheets/Outside_Air_humid_NoPrice-v17.pdf | https://bapisensors.sharepoint.com/sites/BAPIMediaLibrary/Shared%20Documents/Instructions/49483_ins_duct_OSA_humidity.pdf
BA/H210OBB2 | BA/H210OBB2 | 2% OSA RH 0/10VDC XMTR BAPI BOX2 |  |  | https://bapisensors.sharepoint.com/sites/BAPIMediaLibrary/Shared%20Documents/Datasheets/Outside_Air_humid_NoPrice-v17.pdf | https://bapisensors.sharepoint.com/sites/BAPIMediaLibrary/Shared%20Documents/Instructions/49483_ins_duct_OSA_humidity.pdf
BA/10K-2-H210-O-BB2 | BA/10K-2-H210-O-BB2 | 2% OSA RH 0/10VDC XMTR BAPI BOX2 10K OHM 2 THMS |  |  | https://bapisensors.sharepoint.com/sites/BAPIMediaLibrary/Shared%20Documents/Datasheets/Outside_Air_humid_NoPrice-v17.pdf | https://bapisensors.sharepoint.com/sites/BAPIMediaLibrary/Shared%20Documents/Instructions/49483_ins_duct_OSA_humidity.pdf
BA/10K2H210OBB2 | BA/10K2H210OBB2 | 2% OSA RH 0/10VDC XMTR BAPI BOX2 10K OHM 2 THMS |  |  | https://bapisensors.sharepoint.com/sites/BAPIMediaLibrary/Shared%20Documents/Datasheets/Outside_Air_humid_NoPrice-v17.pdf | https://bapisensors.sharepoint.com/sites/BAPIMediaLibrary/Shared%20Documents/Instructions/49483_ins_duct_OSA_humidity.pdf
BA/10K3H210OBB2 | BA/10K3H210OBB2 | 2% OSA RH 0/10VDC XMTR BAPI BOX2 10K OHM 3 THMS |  |  | https://bapisensors.sharepoint.com/sites/BAPIMediaLibrary/Shared%20Documents/Datasheets/Outside_Air_humid_NoPrice-v17.pdf | https://bapisensors.sharepoint.com/sites/BAPIMediaLibrary/Shared%20Documents/Instructions/49483_ins_duct_OSA_humidity.pdf
BA/1KNIH210OBB2 | BA/1K[NI]-H210-O-BB2 | 2% OSA RH 0/10VDC XMTR BAPI BOX2 1K NICKEL RTD |  |  | https://bapisensors.sharepoint.com/sites/BAPIMediaLibrary/Shared%20Documents/Datasheets/Outside_Air_humid_NoPrice-v17.pdf | https://bapisensors.sharepoint.com/sites/BAPIMediaLibrary/Shared%20Documents/Instructions/49483_ins_duct_OSA_humidity.pdf
BA/1K7H210OBB2 | BA/1K7H210OBB2 | 2% OSA RH 0/10VDC XMTR BAPI BOX2 1K OHM 375 RTD |  |  | https://bapisensors.sharepoint.com/sites/BAPIMediaLibrary/Shared%20Documents/Datasheets/Outside_Air_humid_NoPrice-v17.pdf | https://bapisensors.sharepoint.com/sites/BAPIMediaLibrary/Shared%20Documents/Instructions/49483_ins_duct_OSA_humidity.pdf
BA/1KH210OBB2 | BA/1KH210OBB2 | 2% OSA RH 0/10VDC XMTR BAPI BOX2 1K OHM 385 RTD |  |  | https://bapisensors.sharepoint.com/sites/BAPIMediaLibrary/Shared%20Documents/Datasheets/Outside_Air_humid_NoPrice-v17.pdf | https://bapisensors.sharepoint.com/sites/BAPIMediaLibrary/Shared%20Documents/Instructions/49483_ins_duct_OSA_humidity.pdf
BA/20KH210OBB2 | BA/20K-H210-O-BB2 | 2% OSA RH 0/10VDC XMTR BAPI BOX2 20K OHM THMS |  |  | https://bapisensors.sharepoint.com/sites/BAPIMediaLibrary/Shared%20Documents/Datasheets/Outside_Air_humid_NoPrice-v17.pdf | https://bapisensors.sharepoint.com/sites/BAPIMediaLibrary/Shared%20Documents/Instructions/49483_ins_duct_OSA_humidity.pdf
BA/H210OWP | BA/H210OWP | 2% OSA RH 0/10VDC XMTR WTHRPRF |  |  | https://bapisensors.sharepoint.com/sites/BAPIMediaLibrary/Shared%20Documents/Datasheets/Outside_Air_humid_NoPrice-v17.pdf | https://bapisensors.sharepoint.com/sites/BAPIMediaLibrary/Shared%20Documents/Instructions/49483_ins_duct_OSA_humidity.pdf
BA/10K3H210OWP | BA/10K3H210OWP | 2% OSA RH 0/10VDC XMTR WTHRPRF 10K OHM 3 THMS |  |  | https://bapisensors.sharepoint.com/sites/BAPIMediaLibrary/Shared%20Documents/Datasheets/Outside_Air_humid_NoPrice-v17.pdf | https://bapisensors.sharepoint.com/sites/BAPIMediaLibrary/Shared%20Documents/Instructions/49483_ins_duct_OSA_humidity.pdf
BA/1K375H210OWP | BA/1K375H210OWP | 2% OSA RH 0/10VDC XMTR WTHRPRF 1K OHM 375 RTD |  |  | https://bapisensors.sharepoint.com/sites/BAPIMediaLibrary/Shared%20Documents/Datasheets/Outside_Air_humid_NoPrice-v17.pdf | https://bapisensors.sharepoint.com/sites/BAPIMediaLibrary/Shared%20Documents/Instructions/49483_ins_duct_OSA_humidity.pdf
BA/1KH210OWP | BA/1KH210OWP | 2% OSA RH 0/10VDC XMTR WTHRPRF 1K OHM 385 RTD |  |  | https://bapisensors.sharepoint.com/sites/BAPIMediaLibrary/Shared%20Documents/Datasheets/Outside_Air_humid_NoPrice-v17.pdf | https://bapisensors.sharepoint.com/sites/BAPIMediaLibrary/Shared%20Documents/Instructions/49483_ins_duct_OSA_humidity.pdf
BA/20KH210OWP | BA/20KH210OWP | 2% OSA RH 0/10VDC XMTR WTHRPRF 20K OHM THMS |  |  | https://bapisensors.sharepoint.com/sites/BAPIMediaLibrary/Shared%20Documents/Datasheets/Outside_Air_humid_NoPrice-v17.pdf | https://bapisensors.sharepoint.com/sites/BAPIMediaLibrary/Shared%20Documents/Instructions/49483_ins_duct_OSA_humidity.pdf
BA/1K7H210OWP | BA1K7H210OWP | 2% OSA RH 0/10VDC XMTR WTPF BOX 1K OHM 375 RTD |  |  | https://bapisensors.sharepoint.com/sites/BAPIMediaLibrary/Shared%20Documents/Datasheets/Outside_Air_humid_NoPrice-v17.pdf | https://bapisensors.sharepoint.com/sites/BAPIMediaLibrary/Shared%20Documents/Instructions/49483_ins_duct_OSA_humidity.pdf
BA/1KNIH210OWP | BA/1K[NI]-H210-O-WP | 2% OSA RH 0/10VDC XMTR WTRPRF BOX 1K NICKEL RTD |  |  | https://bapisensors.sharepoint.com/sites/BAPIMediaLibrary/Shared%20Documents/Datasheets/Outside_Air_humid_NoPrice-v17.pdf | https://bapisensors.sharepoint.com/sites/BAPIMediaLibrary/Shared%20Documents/Instructions/49483_ins_duct_OSA_humidity.pdf
BA/H212OBB | BA/H212OBB | 2% OSA RH 2/10VDC XMTR BAPI BOX |  | https://bapisensors.sharepoint.com/sites/BAPIMediaLibrary/Shared%20Documents/Product%20Images/OA_Humid_BB_300pix-2.png | https://bapisensors.sharepoint.com/sites/BAPIMediaLibrary/Shared%20Documents/Datasheets/Outside_Air_humid_NoPrice-v17.pdf | https://bapisensors.sharepoint.com/sites/BAPIMediaLibrary/Shared%20Documents/Instructions/49483_ins_duct_OSA_humidity.pdf
BA/10K2H212OBB | BA/10K2H212OBB | 2% OSA RH 2/10VDC XMTR BAPI BOX 10K OHM 2 THMS |  | https://bapisensors.sharepoint.com/sites/BAPIMediaLibrary/Shared%20Documents/Product%20Images/OA_Humid_BB_300pix-2.png | https://bapisensors.sharepoint.com/sites/BAPIMediaLibrary/Shared%20Documents/Datasheets/Outside_Air_humid_NoPrice-v17.pdf | https://bapisensors.sharepoint.com/sites/BAPIMediaLibrary/Shared%20Documents/Instructions/49483_ins_duct_OSA_humidity.pdf
BA/10K3H212OBB | BA/10K3H212OBB | 2% OSA RH 2/10VDC XMTR BAPI BOX 10K OHM 3 THMS |  | https://bapisensors.sharepoint.com/sites/BAPIMediaLibrary/Shared%20Documents/Product%20Images/OA_Humid_BB_300pix-2.png | https://bapisensors.sharepoint.com/sites/BAPIMediaLibrary/Shared%20Documents/Datasheets/Outside_Air_humid_NoPrice-v17.pdf | https://bapisensors.sharepoint.com/sites/BAPIMediaLibrary/Shared%20Documents/Instructions/49483_ins_duct_OSA_humidity.pdf
BA/1K375H212OBB | BA/1K375H212OBB | 2% OSA RH 2/10VDC XMTR BAPI BOX 1K OHM 375 RTD |  | https://bapisensors.sharepoint.com/sites/BAPIMediaLibrary/Shared%20Documents/Product%20Images/OA_Humid_BB_300pix-2.png | https://bapisensors.sharepoint.com/sites/BAPIMediaLibrary/Shared%20Documents/Datasheets/Outside_Air_humid_NoPrice-v17.pdf | https://bapisensors.sharepoint.com/sites/BAPIMediaLibrary/Shared%20Documents/Instructions/49483_ins_duct_OSA_humidity.pdf
BA/1KH212OBB | BA/1KH212OBB | 2% OSA RH 2/10VDC XMTR BAPI BOX 1K OHM 385 RTD |  | https://bapisensors.sharepoint.com/sites/BAPIMediaLibrary/Shared%20Documents/Product%20Images/OA_Humid_BB_300pix-2.png | https://bapisensors.sharepoint.com/sites/BAPIMediaLibrary/Shared%20Documents/Datasheets/Outside_Air_humid_NoPrice-v17.pdf | https://bapisensors.sharepoint.com/sites/BAPIMediaLibrary/Shared%20Documents/Instructions/49483_ins_duct_OSA_humidity.pdf
BA/H212OBB2 | BA/H212OBB2 | 2% OSA RH 2/10VDC XMTR BAPI BOX2 |  |  | https://bapisensors.sharepoint.com/sites/BAPIMediaLibrary/Shared%20Documents/Datasheets/Outside_Air_humid_NoPrice-v17.pdf | https://bapisensors.sharepoint.com/sites/BAPIMediaLibrary/Shared%20Documents/Instructions/49483_ins_duct_OSA_humidity.pdf
BA/10K2H212OBB2 | BA/10K2H212OBB2 | 2% OSA RH 2/10VDC XMTR BAPI BOX2 10K OHM 2 THMS |  |  | https://bapisensors.sharepoint.com/sites/BAPIMediaLibrary/Shared%20Documents/Datasheets/Outside_Air_humid_NoPrice-v17.pdf | https://bapisensors.sharepoint.com/sites/BAPIMediaLibrary/Shared%20Documents/Instructions/49483_ins_duct_OSA_humidity.pdf
BA/10K3H212OBB2 | BA/10K3H212OBB2 | 2% OSA RH 2/10VDC XMTR BAPI BOX2 10K OHM 3 THMS |  |  | https://bapisensors.sharepoint.com/sites/BAPIMediaLibrary/Shared%20Documents/Datasheets/Outside_Air_humid_NoPrice-v17.pdf | https://bapisensors.sharepoint.com/sites/BAPIMediaLibrary/Shared%20Documents/Instructions/49483_ins_duct_OSA_humidity.pdf
BA/1K7H212OBB2 | BA/1K7H212OBB2 | 2% OSA RH 2/10VDC XMTR BAPI BOX2 1K OHM 375 RTD |  |  | https://bapisensors.sharepoint.com/sites/BAPIMediaLibrary/Shared%20Documents/Datasheets/Outside_Air_humid_NoPrice-v17.pdf | https://bapisensors.sharepoint.com/sites/BAPIMediaLibrary/Shared%20Documents/Instructions/49483_ins_duct_OSA_humidity.pdf
BA/1KH212OBB2 | BA/1KH212OBB2 | 2% OSA RH 2/10VDC XMTR BAPI BOX2 1K OHM 385 RTD |  |  | https://bapisensors.sharepoint.com/sites/BAPIMediaLibrary/Shared%20Documents/Datasheets/Outside_Air_humid_NoPrice-v17.pdf | https://bapisensors.sharepoint.com/sites/BAPIMediaLibrary/Shared%20Documents/Instructions/49483_ins_duct_OSA_humidity.pdf
BA/H212OWP | BA/H212OWP | 2% OSA RH 2/10VDC XMTR WTHRPRF |  |  | https://bapisensors.sharepoint.com/sites/BAPIMediaLibrary/Shared%20Documents/Datasheets/Outside_Air_humid_NoPrice-v17.pdf | https://bapisensors.sharepoint.com/sites/BAPIMediaLibrary/Shared%20Documents/Instructions/49483_ins_duct_OSA_humidity.pdf
BA/10K2H212OWP | BA/10K2H212OWP | 2% OSA RH 2/10VDC XMTR WTHRPRF 10K OHM 2 THMS |  |  | https://bapisensors.sharepoint.com/sites/BAPIMediaLibrary/Shared%20Documents/Datasheets/Outside_Air_humid_NoPrice-v17.pdf | https://bapisensors.sharepoint.com/sites/BAPIMediaLibrary/Shared%20Documents/Instructions/49483_ins_duct_OSA_humidity.pdf
BA/10K3H212OWP | BA/10K3H212OWP | 2% OSA RH 2/10VDC XMTR WTHRPRF 10K OHM 3 THMS |  |  | https://bapisensors.sharepoint.com/sites/BAPIMediaLibrary/Shared%20Documents/Datasheets/Outside_Air_humid_NoPrice-v17.pdf | https://bapisensors.sharepoint.com/sites/BAPIMediaLibrary/Shared%20Documents/Instructions/49483_ins_duct_OSA_humidity.pdf
BA/1K375H212OWP | BA/1K375H212OWP | 2% OSA RH 2/10VDC XMTR WTHRPRF 1K OHM 375 RTD |  |  | https://bapisensors.sharepoint.com/sites/BAPIMediaLibrary/Shared%20Documents/Datasheets/Outside_Air_humid_NoPrice-v17.pdf | https://bapisensors.sharepoint.com/sites/BAPIMediaLibrary/Shared%20Documents/Instructions/49483_ins_duct_OSA_humidity.pdf
BA/1KH212OWP | BA/1KH212OWP | 2% OSA RH 2/10VDC XMTR WTHRPRF 1K OHM 385 RTD |  |  | https://bapisensors.sharepoint.com/sites/BAPIMediaLibrary/Shared%20Documents/Datasheets/Outside_Air_humid_NoPrice-v17.pdf | https://bapisensors.sharepoint.com/sites/BAPIMediaLibrary/Shared%20Documents/Instructions/49483_ins_duct_OSA_humidity.pdf
BA/20KH212OWP | BA/20K-H212-O-WP | 2% OSA RH 2/10VDC XMTR WTHRPRF 20K OHM THMS |  |  | https://bapisensors.sharepoint.com/sites/BAPIMediaLibrary/Shared%20Documents/Datasheets/Outside_Air_humid_NoPrice-v17.pdf | https://bapisensors.sharepoint.com/sites/BAPIMediaLibrary/Shared%20Documents/Instructions/49483_ins_duct_OSA_humidity.pdf
BA/H200OBB | BA/H200OBB | 2% OSA RH 4/20MA XMTR BAPI BOX |  | https://bapisensors.sharepoint.com/sites/BAPIMediaLibrary/Shared%20Documents/Product%20Images/OA_Humid_BB_300pix-2.png | https://bapisensors.sharepoint.com/sites/BAPIMediaLibrary/Shared%20Documents/Datasheets/Outside_Air_humid_NoPrice-v17.pdf | https://bapisensors.sharepoint.com/sites/BAPIMediaLibrary/Shared%20Documents/Instructions/49483_ins_duct_OSA_humidity.pdf
BA/20KH200OBB | BA/20K-H200-O-BB | 2% OSA RH 4/20MA XMTR BAPI BOX 20K OHM THMS |  | https://bapisensors.sharepoint.com/sites/BAPIMediaLibrary/Shared%20Documents/Product%20Images/OA_Humid_BB_300pix-2.png | https://bapisensors.sharepoint.com/sites/BAPIMediaLibrary/Shared%20Documents/Datasheets/Outside_Air_humid_NoPrice-v17.pdf | https://bapisensors.sharepoint.com/sites/BAPIMediaLibrary/Shared%20Documents/Instructions/49483_ins_duct_OSA_humidity.pdf
BA/100H200OBB | BA/100H200OBB | 2% OSA RH 4/20MA XMTR BAPI BOX W/T 100 OHM RTD |  | https://bapisensors.sharepoint.com/sites/BAPIMediaLibrary/Shared%20Documents/Product%20Images/OA_Humid_BB_300pix-2.png | https://bapisensors.sharepoint.com/sites/BAPIMediaLibrary/Shared%20Documents/Datasheets/Outside_Air_humid_NoPrice-v17.pdf | https://bapisensors.sharepoint.com/sites/BAPIMediaLibrary/Shared%20Documents/Instructions/49483_ins_duct_OSA_humidity.pdf
BA/1003WH200OBB | BA/100[3W]-H200-O-BB | 2% OSA RH 4/20MA XMTR BAPI BOX W/T 100-3W OHM RTD |  | https://bapisensors.sharepoint.com/sites/BAPIMediaLibrary/Shared%20Documents/Product%20Images/OA_Humid_BB_300pix-2.png | https://bapisensors.sharepoint.com/sites/BAPIMediaLibrary/Shared%20Documents/Datasheets/Outside_Air_humid_NoPrice-v17.pdf | https://bapisensors.sharepoint.com/sites/BAPIMediaLibrary/Shared%20Documents/Instructions/49483_ins_duct_OSA_humidity.pdf
BA/10K2H200OBB | BA/10K2H200OBB | 2% OSA RH 4/20MA XMTR BAPI BOX W/T 10K OHM 2 THMS |  | https://bapisensors.sharepoint.com/sites/BAPIMediaLibrary/Shared%20Documents/Product%20Images/OA_Humid_BB_300pix-2.png | https://bapisensors.sharepoint.com/sites/BAPIMediaLibrary/Shared%20Documents/Datasheets/Outside_Air_humid_NoPrice-v17.pdf | https://bapisensors.sharepoint.com/sites/BAPIMediaLibrary/Shared%20Documents/Instructions/49483_ins_duct_OSA_humidity.pdf
BA/10K3H200OBB | BA/10K3H200OBB | 2% OSA RH 4/20MA XMTR BAPI BOX W/T 10K OHM 3 THMS |  | https://bapisensors.sharepoint.com/sites/BAPIMediaLibrary/Shared%20Documents/Product%20Images/OA_Humid_BB_300pix-2.png | https://bapisensors.sharepoint.com/sites/BAPIMediaLibrary/Shared%20Documents/Datasheets/Outside_Air_humid_NoPrice-v17.pdf | https://bapisensors.sharepoint.com/sites/BAPIMediaLibrary/Shared%20Documents/Instructions/49483_ins_duct_OSA_humidity.pdf
BA/1K375H200OBB | BA/1K375H200OBB | 2% OSA RH 4/20MA XMTR BAPI BOX W/T 1K OHM 375 RTD |  | https://bapisensors.sharepoint.com/sites/BAPIMediaLibrary/Shared%20Documents/Product%20Images/OA_Humid_BB_300pix-2.png | https://bapisensors.sharepoint.com/sites/BAPIMediaLibrary/Shared%20Documents/Datasheets/Outside_Air_humid_NoPrice-v17.pdf | https://bapisensors.sharepoint.com/sites/BAPIMediaLibrary/Shared%20Documents/Instructions/49483_ins_duct_OSA_humidity.pdf
BA/1KH200OBB | BA/1KH200OBB | 2% OSA RH 4/20MA XMTR BAPI BOX W/T 1K OHM 385 RTD |  | https://bapisensors.sharepoint.com/sites/BAPIMediaLibrary/Shared%20Documents/Product%20Images/OA_Humid_BB_300pix-2.png | https://bapisensors.sharepoint.com/sites/BAPIMediaLibrary/Shared%20Documents/Datasheets/Outside_Air_humid_NoPrice-v17.pdf | https://bapisensors.sharepoint.com/sites/BAPIMediaLibrary/Shared%20Documents/Instructions/49483_ins_duct_OSA_humidity.pdf
BA/3KH200OBB | BA/3K-H200-O-BB | 2% OSA RH 4/20MA XMTR BAPI BOX W/T 3K THMS |  | https://bapisensors.sharepoint.com/sites/BAPIMediaLibrary/Shared%20Documents/Product%20Images/OA_Humid_BB_300pix-2.png | https://bapisensors.sharepoint.com/sites/BAPIMediaLibrary/Shared%20Documents/Datasheets/Outside_Air_humid_NoPrice-v17.pdf | https://bapisensors.sharepoint.com/sites/BAPIMediaLibrary/Shared%20Documents/Instructions/49483_ins_duct_OSA_humidity.pdf
BA/H200OBB2 | BA/H200OBB2 | 2% OSA RH 4/20MA XMTR BAPI BOX2 |  |  | https://bapisensors.sharepoint.com/sites/BAPIMediaLibrary/Shared%20Documents/Datasheets/Outside_Air_humid_NoPrice-v17.pdf | https://bapisensors.sharepoint.com/sites/BAPIMediaLibrary/Shared%20Documents/Instructions/49483_ins_duct_OSA_humidity.pdf
BA/10K2H200OBB2 | BA/10K2H200OBB2 | 2% OSA RH 4/20MA XMTR BAPI BOX2 10K OHM 2 THMS |  |  | https://bapisensors.sharepoint.com/sites/BAPIMediaLibrary/Shared%20Documents/Datasheets/Outside_Air_humid_NoPrice-v17.pdf | https://bapisensors.sharepoint.com/sites/BAPIMediaLibrary/Shared%20Documents/Instructions/49483_ins_duct_OSA_humidity.pdf
BA/10K3H200OBB2 | BA/10K3H200OBB2 | 2% OSA RH 4/20MA XMTR BAPI BOX2 10K OHM 3 THMS |  |  | https://bapisensors.sharepoint.com/sites/BAPIMediaLibrary/Shared%20Documents/Datasheets/Outside_Air_humid_NoPrice-v17.pdf | https://bapisensors.sharepoint.com/sites/BAPIMediaLibrary/Shared%20Documents/Instructions/49483_ins_duct_OSA_humidity.pdf
BA/1K7H200OBB2 | BA/1K7H200OBB2 | 2% OSA RH 4/20MA XMTR BAPI BOX2 1K OHM 375 RTD |  |  | https://bapisensors.sharepoint.com/sites/BAPIMediaLibrary/Shared%20Documents/Datasheets/Outside_Air_humid_NoPrice-v17.pdf | https://bapisensors.sharepoint.com/sites/BAPIMediaLibrary/Shared%20Documents/Instructions/49483_ins_duct_OSA_humidity.pdf
BA/1KH200OBB2 | BA/1KH200OBB2 | 2% OSA RH 4/20MA XMTR BAPI BOX2 1K OHM 385 RTD |  |  | https://bapisensors.sharepoint.com/sites/BAPIMediaLibrary/Shared%20Documents/Datasheets/Outside_Air_humid_NoPrice-v17.pdf | https://bapisensors.sharepoint.com/sites/BAPIMediaLibrary/Shared%20Documents/Instructions/49483_ins_duct_OSA_humidity.pdf
BA/20KH200OBB2 | BA/20K-H200-O-BB2 | 2% OSA RH 4/20MA XMTR BAPI BOX2 20K OHM THMS |  |  | https://bapisensors.sharepoint.com/sites/BAPIMediaLibrary/Shared%20Documents/Datasheets/Outside_Air_humid_NoPrice-v17.pdf | https://bapisensors.sharepoint.com/sites/BAPIMediaLibrary/Shared%20Documents/Instructions/49483_ins_duct_OSA_humidity.pdf
BA/3KH200OBB2 | BA/3K-H200-O-BB2 | 2% OSA RH 4/20MA XMTR BAPI BOX2 3K THMS |  |  | https://bapisensors.sharepoint.com/sites/BAPIMediaLibrary/Shared%20Documents/Datasheets/Outside_Air_humid_NoPrice-v17.pdf | https://bapisensors.sharepoint.com/sites/BAPIMediaLibrary/Shared%20Documents/Instructions/49483_ins_duct_OSA_humidity.pdf
BA/H200OBB2NOFOAM | BA/H200OBB2NOFOAM | 2% OSA RH 4/20MA XMTR BAPI BOX2 NO FOAM |  |  | https://bapisensors.sharepoint.com/sites/BAPIMediaLibrary/Shared%20Documents/Datasheets/Outside_Air_humid_NoPrice-v17.pdf | https://bapisensors.sharepoint.com/sites/BAPIMediaLibrary/Shared%20Documents/Instructions/49483_ins_duct_OSA_humidity.pdf
BA/1.8KH200OWP | BA/1.8K-H200-O-WP | 2% OSA RH 4/20MA XMTR WTHRPRF 1.8K OHM THMS |  |  | https://bapisensors.sharepoint.com/sites/BAPIMediaLibrary/Shared%20Documents/Datasheets/Outside_Air_humid_NoPrice-v17.pdf | https://bapisensors.sharepoint.com/sites/BAPIMediaLibrary/Shared%20Documents/Instructions/49483_ins_duct_OSA_humidity.pdf
BA/100H200OWP | BA/100H200OWP | 2% OSA RH 4/20MA XMTR WTHRPRF 100 OHM RTD |  |  | https://bapisensors.sharepoint.com/sites/BAPIMediaLibrary/Shared%20Documents/Datasheets/Outside_Air_humid_NoPrice-v17.pdf | https://bapisensors.sharepoint.com/sites/BAPIMediaLibrary/Shared%20Documents/Instructions/49483_ins_duct_OSA_humidity.pdf
BA/1003WH200OWP | BA/100[3W]-H200-O-WP | 2% OSA RH 4/20MA XMTR WTHRPRF 100-3W OHM RTD |  |  | https://bapisensors.sharepoint.com/sites/BAPIMediaLibrary/Shared%20Documents/Datasheets/Outside_Air_humid_NoPrice-v17.pdf | https://bapisensors.sharepoint.com/sites/BAPIMediaLibrary/Shared%20Documents/Instructions/49483_ins_duct_OSA_humidity.pdf
BA/1K375H200OWP | BA/1K375H200OWP | 2% OSA RH 4/20MA XMTR WTHRPRF 1K OHM 375 RTD |  |  | https://bapisensors.sharepoint.com/sites/BAPIMediaLibrary/Shared%20Documents/Datasheets/Outside_Air_humid_NoPrice-v17.pdf | https://bapisensors.sharepoint.com/sites/BAPIMediaLibrary/Shared%20Documents/Instructions/49483_ins_duct_OSA_humidity.pdf
BA/1KH200OWP | BA/1KH200OWP | 2% OSA RH 4/20MA XMTR WTHRPRF 1K OHM 385 RTD |  |  | https://bapisensors.sharepoint.com/sites/BAPIMediaLibrary/Shared%20Documents/Datasheets/Outside_Air_humid_NoPrice-v17.pdf | https://bapisensors.sharepoint.com/sites/BAPIMediaLibrary/Shared%20Documents/Instructions/49483_ins_duct_OSA_humidity.pdf
BA/20KH200OWP | BA/20KH200OWP | 2% OSA RH 4/20MA XMTR WTHRPRF 20K OHM THMS |  |  | https://bapisensors.sharepoint.com/sites/BAPIMediaLibrary/Shared%20Documents/Datasheets/Outside_Air_humid_NoPrice-v17.pdf | https://bapisensors.sharepoint.com/sites/BAPIMediaLibrary/Shared%20Documents/Instructions/49483_ins_duct_OSA_humidity.pdf
BA/592H200OWP | BA/592-H200-O-WP | 2% OSA RH 4/20MA XMTR WTHRPRF 592 SEMI |  |  | https://bapisensors.sharepoint.com/sites/BAPIMediaLibrary/Shared%20Documents/Datasheets/Outside_Air_humid_NoPrice-v17.pdf | https://bapisensors.sharepoint.com/sites/BAPIMediaLibrary/Shared%20Documents/Instructions/49483_ins_duct_OSA_humidity.pdf
BA/3KH200OWP | BA/3K-H200-O-WP | 2% OSA RH 4/20MA XMTR WTPRF BOX 3K THMS |  |  | https://bapisensors.sharepoint.com/sites/BAPIMediaLibrary/Shared%20Documents/Datasheets/Outside_Air_humid_NoPrice-v17.pdf | https://bapisensors.sharepoint.com/sites/BAPIMediaLibrary/Shared%20Documents/Instructions/49483_ins_duct_OSA_humidity.pdf
BA/1KH205BDFJDF | BA/1K-H205-BDF-J-DF | 2% RH BAPI STAT OVR SEP DIF 1K RTD 385 |  |  | https://bapisensors.sharepoint.com/sites/BAPIMediaLibrary/Shared%20Documents/Datasheets/BAPIStat4_Humid_NoPrice-v17.pdf | https://bapisensors.sharepoint.com/sites/BAPIMediaLibrary/Shared%20Documents/Instructions/24595_ins_bapi_4_room_humidity.pdf
BA/1KH210R | BA/1K-H210-R | 2% RH DELTA WALL 4/20MA 1K RTD 385 |  |  | https://bapisensors.sharepoint.com/sites/BAPIMediaLibrary/Shared%20Documents/Datasheets/Delta_Room_humid_NoPrice-v17.pdf | https://bapisensors.sharepoint.com/sites/BAPIMediaLibrary/Shared%20Documents/Instructions/27417_ins_Delta_RH.pdf
BA10K311H200DWP | BA/10K-3[11K]-H200-D-WP | 2% RH DUCT 4/20MA ALUM BOX 10K-3 THMS 11K SHUNT |  |  | https://bapisensors.sharepoint.com/sites/BAPIMediaLibrary/Shared%20Documents/Datasheets/Duct_Units_humid_NoPrice-v17.pdf | https://bapisensors.sharepoint.com/sites/BAPIMediaLibrary/Shared%20Documents/Instructions/49483_ins_duct_OSA_humidity.pdf
BA10K311H200DBB | BA/10K-3[11K]-H200-D-BB | 2% RH DUCT 4/20MA BAPI BOX 10K-3 THMS 11K SHUNT |  | https://bapisensors.sharepoint.com/sites/BAPIMediaLibrary/Shared%20Documents/Product%20Images/OA_Humid_BB_300pix-2.png | https://bapisensors.sharepoint.com/sites/BAPIMediaLibrary/Shared%20Documents/Datasheets/Duct_Units_humid_NoPrice-v17.pdf | https://bapisensors.sharepoint.com/sites/BAPIMediaLibrary/Shared%20Documents/Instructions/49483_ins_duct_OSA_humidity.pdf
BA10K311H200OWP | BA/10K-3[11K]-H200-O-WP | 2% RH OSA 4/20MA ALUM BOX 10K-3 THMS 11K SHUNT |  |  | https://bapisensors.sharepoint.com/sites/BAPIMediaLibrary/Shared%20Documents/Datasheets/Outside_Air_humid_NoPrice-v17.pdf | https://bapisensors.sharepoint.com/sites/BAPIMediaLibrary/Shared%20Documents/Instructions/49483_ins_duct_OSA_humidity.pdf
BA/10K311KH210D | BA/10K-3[11K]-H210-D-BB | 2% RH W/TEMP 10K-311K THMS DUCT BAPI BOX |  | https://bapisensors.sharepoint.com/sites/BAPIMediaLibrary/Shared%20Documents/Product%20Images/OA_Humid_BB_300pix-2.png | https://bapisensors.sharepoint.com/sites/BAPIMediaLibrary/Shared%20Documents/Datasheets/Duct_Units_humid_NoPrice-v17.pdf | https://bapisensors.sharepoint.com/sites/BAPIMediaLibrary/Shared%20Documents/Instructions/49483_ins_duct_OSA_humidity.pdf
BA/10K311KH200O | BA/10K-3[11K]-H200-O-BB | 2% RH W/TEMP 10K-311K THMS OSA BAPI BOX |  | https://bapisensors.sharepoint.com/sites/BAPIMediaLibrary/Shared%20Documents/Product%20Images/OA_Humid_BB_300pix-2.png | https://bapisensors.sharepoint.com/sites/BAPIMediaLibrary/Shared%20Documents/Datasheets/Outside_Air_humid_NoPrice-v17.pdf | https://bapisensors.sharepoint.com/sites/BAPIMediaLibrary/Shared%20Documents/Instructions/49483_ins_duct_OSA_humidity.pdf
BA/10K311KH200 | BA/10K-3[11K]-H200-RD | 2% RH W/TEMP 10K-311K THMS ROOM |  |  | https://bapisensors.sharepoint.com/sites/BAPIMediaLibrary/Shared%20Documents/Datasheets/Delta_Room_humid_NoPrice-v17.pdf | https://bapisensors.sharepoint.com/sites/BAPIMediaLibrary/Shared%20Documents/Instructions/27417_ins_Delta_RH.pdf
BAT1K-30-130HBB | BA/T1K[-30 TO 130F]-H200-O-BB | 2% T1K 4-20MA RH OSA SENSOR BAPI BOX |  | https://bapisensors.sharepoint.com/sites/BAPIMediaLibrary/Shared%20Documents/Product%20Images/OA_Humid_BB_300pix-2.png | https://bapisensors.sharepoint.com/sites/BAPIMediaLibrary/Shared%20Documents/Datasheets/Outside_Air_humid_NoPrice-v17.pdf | https://bapisensors.sharepoint.com/sites/BAPIMediaLibrary/Shared%20Documents/Instructions/49483_ins_duct_OSA_humidity.pdf
BA/20KH310DBB | BA/20K-H310-D-BB | 20K Thermistor, ±3% Humidity Transmitter with 0 to 10 V Output, BAPI-Box |  | https://bapisensors.sharepoint.com/sites/BAPIMediaLibrary/Shared%20Documents/Product%20Images/OA_Humid_BB_300pix-2.png | https://bapisensors.sharepoint.com/sites/BAPIMediaLibrary/Shared%20Documents/Datasheets/Outside_Air_humid_NoPrice-v17.pdf | https://bapisensors.sharepoint.com/sites/BAPIMediaLibrary/Shared%20Documents/Instructions/49483_ins_duct_OSA_humidity.pdf
BA/20KH310DWP | BA/20K-H310-D-WP | 20K Thermistor, ±3% Humidity Transmitter with 0 to 10 V Output, Duct, Weatherproof Enclosure |  | https://bapisensors.sharepoint.com/sites/BAPIMediaLibrary/Shared%20Documents/Product%20Images/WP_DuctHum.png | https://bapisensors.sharepoint.com/sites/BAPIMediaLibrary/Shared%20Documents/Datasheets/Duct_Units_humid_NoPrice-v17.pdf | https://bapisensors.sharepoint.com/sites/BAPIMediaLibrary/Shared%20Documents/Instructions/49483_ins_duct_OSA_humidity.pdf
BA/20KH310OBB | BA/20K-H310-O-BB | 20K Thermistor, ±3% Humidity Transmitter with 0 to 10 V Output, Outside Air, BAPI Box |  | https://bapisensors.sharepoint.com/sites/BAPIMediaLibrary/Shared%20Documents/Product%20Images/OA_Humid_BB_300pix-2.png | https://bapisensors.sharepoint.com/sites/BAPIMediaLibrary/Shared%20Documents/Datasheets/Outside_Air_humid_NoPrice-v17.pdf | https://bapisensors.sharepoint.com/sites/BAPIMediaLibrary/Shared%20Documents/Instructions/49483_ins_duct_OSA_humidity.pdf
BA/20KH300DBB | BA/20K-H300-D-BB | 20K Thermistor, ±3% Humidity Transmitter with 0 to 5 V or 4 to 20 mA, DUCT BAPI-Box |  | https://bapisensors.sharepoint.com/sites/BAPIMediaLibrary/Shared%20Documents/Product%20Images/OA_Humid_BB_300pix-2.png | https://bapisensors.sharepoint.com/sites/BAPIMediaLibrary/Shared%20Documents/Datasheets/Outside_Air_humid_NoPrice-v17.pdf | https://bapisensors.sharepoint.com/sites/BAPIMediaLibrary/Shared%20Documents/Instructions/49483_ins_duct_OSA_humidity.pdf
BA/20KH300DWP | BA/20K-H300-D-WP | 20K Thermistor, ±3% Humidity Transmitter with 0 to 5 V or 4 to 20 mA, Duct, Weatherproof Enclosure |  | https://bapisensors.sharepoint.com/sites/BAPIMediaLibrary/Shared%20Documents/Product%20Images/WP_DuctHum.png | https://bapisensors.sharepoint.com/sites/BAPIMediaLibrary/Shared%20Documents/Datasheets/Duct_Units_humid_NoPrice-v17.pdf | https://bapisensors.sharepoint.com/sites/BAPIMediaLibrary/Shared%20Documents/Instructions/49483_ins_duct_OSA_humidity.pdf
BA/20KH300OBB | BA/20K-H300-O-BB | 20K Thermistor, ±3% Humidity Transmitter with 0 to 5 V or 4 to 20 mA, Outside Air, Bapi Box |  | https://bapisensors.sharepoint.com/sites/BAPIMediaLibrary/Shared%20Documents/Product%20Images/OA_Humid_BB_300pix-2.png | https://bapisensors.sharepoint.com/sites/BAPIMediaLibrary/Shared%20Documents/Datasheets/Outside_Air_humid_NoPrice-v17.pdf | https://bapisensors.sharepoint.com/sites/BAPIMediaLibrary/Shared%20Documents/Instructions/49483_ins_duct_OSA_humidity.pdf
BA/20KTBM3041BB | BA/20K-TB-M304-1-BB-25 | 20K THMS MINI BUFFER 1IN M304 FEP 25FT BAPI BOX |  | https://bapisensors.sharepoint.com/sites/BAPIMediaLibrary/Shared%20Documents/Product%20Images/Thermobuffers_BB.png | https://bapisensors.sharepoint.com/sites/BAPIMediaLibrary/Shared%20Documents/Datasheets/Thermobuffer_NoPrice-v17.pdf | https://bapisensors.sharepoint.com/sites/BAPIMediaLibrary/Shared%20Documents/Instructions/19817_Ins_thermo_buffer-1.pdf
BA/20KTBM3042BB | BA/20K-TB-M304-2-BB | 20K THMS MINI BUFFER 2IN M304 FEP BAPI BOX |  | https://bapisensors.sharepoint.com/sites/BAPIMediaLibrary/Shared%20Documents/Product%20Images/Thermobuffers_BB.png | https://bapisensors.sharepoint.com/sites/BAPIMediaLibrary/Shared%20Documents/Datasheets/Thermobuffer_NoPrice-v17.pdf | https://bapisensors.sharepoint.com/sites/BAPIMediaLibrary/Shared%20Documents/Instructions/19817_Ins_thermo_buffer-1.pdf
BA/FOAMBACK-25 | BA/FOAMBACK-25 | 25 PACK, FOAM BACK INSULATOR FOR BAPI BOXES |  |  | https://bapisensors.sharepoint.com/sites/BAPIMediaLibrary/Shared%20Documents/Datasheets/Key_Foam_Insulator_NoPrice.pdf
BA/FOAMBACK-ROOM-25 | BA/FOAMBACK-ROOM-25 | 25 PACK, FOAM BACK INSULATOR FOR ROOM SENSORS |  |  | https://bapisensors.sharepoint.com/sites/BAPIMediaLibrary/Shared%20Documents/Datasheets/Key_Foam_Insulator_NoPrice.pdf
BA/10K3H310RD | BA/10K3H310RD | 3% DELTA RM RH 0/10VDC XMTR 10K OHM 3 THMS DISPLAY |  | https://bapisensors.sharepoint.com/sites/BAPIMediaLibrary/Shared%20Documents/Product%20Images/Delta_Humidity_Display.png | https://bapisensors.sharepoint.com/sites/BAPIMediaLibrary/Shared%20Documents/Datasheets/Delta_Room_humid_NoPrice-v17.pdf | https://bapisensors.sharepoint.com/sites/BAPIMediaLibrary/Shared%20Documents/Instructions/27417_ins_Delta_RH.pdf
BA/1K375H310RD | BA/1K375H310RD | 3% DELTA RM RH 0/10VDC XMTR 1K OHM 375 RTD DISPLAY |  | https://bapisensors.sharepoint.com/sites/BAPIMediaLibrary/Shared%20Documents/Product%20Images/Delta_Humidity_Display.png | https://bapisensors.sharepoint.com/sites/BAPIMediaLibrary/Shared%20Documents/Datasheets/Delta_Room_humid_NoPrice-v17.pdf | https://bapisensors.sharepoint.com/sites/BAPIMediaLibrary/Shared%20Documents/Instructions/27417_ins_Delta_RH.pdf
BA/1KH310RD | BA/1KH310RD | 3% DELTA RM RH 0/10VDC XMTR 1K OHM 385 RTD DISPLAY |  | https://bapisensors.sharepoint.com/sites/BAPIMediaLibrary/Shared%20Documents/Product%20Images/Delta_Humidity_Display.png | https://bapisensors.sharepoint.com/sites/BAPIMediaLibrary/Shared%20Documents/Datasheets/Delta_Room_humid_NoPrice-v17.pdf | https://bapisensors.sharepoint.com/sites/BAPIMediaLibrary/Shared%20Documents/Instructions/27417_ins_Delta_RH.pdf
BA/10K3H310R | BA/10K3H310R | 3% DELTA RM RH 0/10VDC XMTR W/TEMP 10K OHM 3 THMS |  | https://bapisensors.sharepoint.com/sites/BAPIMediaLibrary/Shared%20Documents/Product%20Images/Delta_Style_Humidity.png | https://bapisensors.sharepoint.com/sites/BAPIMediaLibrary/Shared%20Documents/Datasheets/Delta_Room_humid_NoPrice-v17.pdf | https://bapisensors.sharepoint.com/sites/BAPIMediaLibrary/Shared%20Documents/Instructions/27417_ins_Delta_RH.pdf
BA/1K375H310R | BA/1K375H310R | 3% DELTA RM RH 0/10VDC XMTR W/TEMP 1K OHM 375 RTD |  | https://bapisensors.sharepoint.com/sites/BAPIMediaLibrary/Shared%20Documents/Product%20Images/Delta_Style_Humidity.png | https://bapisensors.sharepoint.com/sites/BAPIMediaLibrary/Shared%20Documents/Datasheets/Delta_Room_humid_NoPrice-v17.pdf | https://bapisensors.sharepoint.com/sites/BAPIMediaLibrary/Shared%20Documents/Instructions/27417_ins_Delta_RH.pdf
BA/1KH310R | BA/1KH310R | 3% DELTA RM RH 0/10VDC XMTR W/TEMP 1K OHM 385 RTD |  | https://bapisensors.sharepoint.com/sites/BAPIMediaLibrary/Shared%20Documents/Product%20Images/Delta_Style_Humidity.png | https://bapisensors.sharepoint.com/sites/BAPIMediaLibrary/Shared%20Documents/Datasheets/Delta_Room_humid_NoPrice-v17.pdf | https://bapisensors.sharepoint.com/sites/BAPIMediaLibrary/Shared%20Documents/Instructions/27417_ins_Delta_RH.pdf
BA/H310R | BA/H310-RBW | 3% DELTA RM RH 0-10V |  | https://bapisensors.sharepoint.com/sites/BAPIMediaLibrary/Shared%20Documents/Product%20Images/Delta_Style_Humidity.png | https://bapisensors.sharepoint.com/sites/BAPIMediaLibrary/Shared%20Documents/Datasheets/Delta_Room_humid_NoPrice-v17.pdf | https://bapisensors.sharepoint.com/sites/BAPIMediaLibrary/Shared%20Documents/Instructions/27417_ins_Delta_RH.pdf
BA/10K3H300RD | BA/10K3H300RD | 3% DELTA RM RH 4/20MA XMTR 10K OHM 3 THMS DISPLAY |  | https://bapisensors.sharepoint.com/sites/BAPIMediaLibrary/Shared%20Documents/Product%20Images/Delta_Humidity_Display.png | https://bapisensors.sharepoint.com/sites/BAPIMediaLibrary/Shared%20Documents/Datasheets/Delta_Room_humid_NoPrice-v17.pdf | https://bapisensors.sharepoint.com/sites/BAPIMediaLibrary/Shared%20Documents/Instructions/27417_ins_Delta_RH.pdf
BA/1K375H300RD | BA/1K375H300RD | 3% DELTA RM RH 4/20MA XMTR 1K OHM 375 RTD DISPLAY |  | https://bapisensors.sharepoint.com/sites/BAPIMediaLibrary/Shared%20Documents/Product%20Images/Delta_Humidity_Display.png | https://bapisensors.sharepoint.com/sites/BAPIMediaLibrary/Shared%20Documents/Datasheets/Delta_Room_humid_NoPrice-v17.pdf | https://bapisensors.sharepoint.com/sites/BAPIMediaLibrary/Shared%20Documents/Instructions/27417_ins_Delta_RH.pdf
BA/1KH300RD | BA/1KH300RD | 3% DELTA RM RH 4/20MA XMTR 1K OHM 385 RTD DISPLAY |  | https://bapisensors.sharepoint.com/sites/BAPIMediaLibrary/Shared%20Documents/Product%20Images/Delta_Humidity_Display.png | https://bapisensors.sharepoint.com/sites/BAPIMediaLibrary/Shared%20Documents/Datasheets/Delta_Room_humid_NoPrice-v17.pdf | https://bapisensors.sharepoint.com/sites/BAPIMediaLibrary/Shared%20Documents/Instructions/27417_ins_Delta_RH.pdf
BA/10K3H300R | BA/10K3H300R | 3% DELTA RM RH 4/20MA XMTR W/TEMP 10K OHM 3 THMS |  | https://bapisensors.sharepoint.com/sites/BAPIMediaLibrary/Shared%20Documents/Product%20Images/Delta_Style_Humidity.png | https://bapisensors.sharepoint.com/sites/BAPIMediaLibrary/Shared%20Documents/Datasheets/Delta_Room_humid_NoPrice-v17.pdf | https://bapisensors.sharepoint.com/sites/BAPIMediaLibrary/Shared%20Documents/Instructions/27417_ins_Delta_RH.pdf
BA/1K375H300R | BA/1K375H300R | 3% DELTA RM RH 4/20MA XMTR W/TEMP 1K OHM 375 RTD |  | https://bapisensors.sharepoint.com/sites/BAPIMediaLibrary/Shared%20Documents/Product%20Images/Delta_Style_Humidity.png | https://bapisensors.sharepoint.com/sites/BAPIMediaLibrary/Shared%20Documents/Datasheets/Delta_Room_humid_NoPrice-v17.pdf | https://bapisensors.sharepoint.com/sites/BAPIMediaLibrary/Shared%20Documents/Instructions/27417_ins_Delta_RH.pdf
BA/1KH300R | BA/1KH300R | 3% DELTA RM RH 4/20MA XMTR W/TEMP 1K OHM 385 RTD |  | https://bapisensors.sharepoint.com/sites/BAPIMediaLibrary/Shared%20Documents/Product%20Images/Delta_Style_Humidity.png | https://bapisensors.sharepoint.com/sites/BAPIMediaLibrary/Shared%20Documents/Datasheets/Delta_Room_humid_NoPrice-v17.pdf | https://bapisensors.sharepoint.com/sites/BAPIMediaLibrary/Shared%20Documents/Instructions/27417_ins_Delta_RH.pdf
BA/20KH300R | BA/20K-H300-R-BW | 3% DELTA RM RH 4/20MA XMTR W/TEMP 20K THMS |  | https://bapisensors.sharepoint.com/sites/BAPIMediaLibrary/Shared%20Documents/Product%20Images/Delta_Style_Humidity.png | https://bapisensors.sharepoint.com/sites/BAPIMediaLibrary/Shared%20Documents/Datasheets/Delta_Room_humid_NoPrice-v17.pdf | https://bapisensors.sharepoint.com/sites/BAPIMediaLibrary/Shared%20Documents/Instructions/27417_ins_Delta_RH.pdf
BA/3KH300R | BA/3K-H300-R | 3% DELTA RM RH 4/20MA XMTR W/TEMP 3K THMS |  | https://bapisensors.sharepoint.com/sites/BAPIMediaLibrary/Shared%20Documents/Product%20Images/Delta_Style_Humidity.png | https://bapisensors.sharepoint.com/sites/BAPIMediaLibrary/Shared%20Documents/Datasheets/Delta_Room_humid_NoPrice-v17.pdf | https://bapisensors.sharepoint.com/sites/BAPIMediaLibrary/Shared%20Documents/Instructions/27417_ins_Delta_RH.pdf
BA/10K2H300RD | BA/10K-2-H300-RD | 3% DELTA RM RH 4-20MA W/DSPLY 10K2 THERM |  | https://bapisensors.sharepoint.com/sites/BAPIMediaLibrary/Shared%20Documents/Product%20Images/Delta_Style_Humidity.png | https://bapisensors.sharepoint.com/sites/BAPIMediaLibrary/Shared%20Documents/Datasheets/Delta_Room_humid_NoPrice-v17.pdf | https://bapisensors.sharepoint.com/sites/BAPIMediaLibrary/Shared%20Documents/Instructions/27417_ins_Delta_RH.pdf
BA/H300-R-BW | BA/H300-R-BW | 3% DELTA RM RH 4-20MA XMTR |  | https://bapisensors.sharepoint.com/sites/BAPIMediaLibrary/Shared%20Documents/Product%20Images/Delta_Style_Humidity.png | https://bapisensors.sharepoint.com/sites/BAPIMediaLibrary/Shared%20Documents/Datasheets/Delta_Room_humid_NoPrice-v17.pdf | https://bapisensors.sharepoint.com/sites/BAPIMediaLibrary/Shared%20Documents/Instructions/27417_ins_Delta_RH.pdf
BA/10K2H310DWP | BA/10K2-H310-D-WP | 3% DUCT RH 0 TO 10V XMTR W/WP BX 10K2 THMS |  | https://bapisensors.sharepoint.com/sites/BAPIMediaLibrary/Shared%20Documents/Product%20Images/WP_DuctHum.png | https://bapisensors.sharepoint.com/sites/BAPIMediaLibrary/Shared%20Documents/Datasheets/Duct_Units_humid_NoPrice-v17.pdf | https://bapisensors.sharepoint.com/sites/BAPIMediaLibrary/Shared%20Documents/Instructions/49483_ins_duct_OSA_humidity.pdf
BA/10K3H310DWP | BA/10K3-H310-D-WP | 3% DUCT RH 0 TO 10V XMTR W/WP BX 10K3 THMS |  | https://bapisensors.sharepoint.com/sites/BAPIMediaLibrary/Shared%20Documents/Product%20Images/WP_DuctHum.png | https://bapisensors.sharepoint.com/sites/BAPIMediaLibrary/Shared%20Documents/Datasheets/Duct_Units_humid_NoPrice-v17.pdf | https://bapisensors.sharepoint.com/sites/BAPIMediaLibrary/Shared%20Documents/Instructions/49483_ins_duct_OSA_humidity.pdf
BA/1003WH300OWP | BA/100[3W]-H300-O-WP | 3% OSA RH 4-20MA W/WP BX 100-3W 385 RTD |  |  | https://bapisensors.sharepoint.com/sites/BAPIMediaLibrary/Shared%20Documents/Datasheets/Outside_Air_humid_NoPrice-v17.pdf | https://bapisensors.sharepoint.com/sites/BAPIMediaLibrary/Shared%20Documents/Instructions/49483_ins_duct_OSA_humidity.pdf
BA/10K2H300DWP | BA/10K-2-H300-D-WP | 3% DUCT RH 4-20MA XMTR W/WP BX 10K2 |  | https://bapisensors.sharepoint.com/sites/BAPIMediaLibrary/Shared%20Documents/Product%20Images/WP_DuctHum.png | https://bapisensors.sharepoint.com/sites/BAPIMediaLibrary/Shared%20Documents/Datasheets/Duct_Units_humid_NoPrice-v17.pdf | https://bapisensors.sharepoint.com/sites/BAPIMediaLibrary/Shared%20Documents/Instructions/49483_ins_duct_OSA_humidity.pdf
BA/10K3H300DWP | BA/10K3-H300-D-WP | 3% DUCT RH 4-20MA XMTR W/WP BX 10K3 THMS |  | https://bapisensors.sharepoint.com/sites/BAPIMediaLibrary/Shared%20Documents/Product%20Images/WP_DuctHum.png | https://bapisensors.sharepoint.com/sites/BAPIMediaLibrary/Shared%20Documents/Datasheets/Duct_Units_humid_NoPrice-v17.pdf | https://bapisensors.sharepoint.com/sites/BAPIMediaLibrary/Shared%20Documents/Instructions/49483_ins_duct_OSA_humidity.pdf
BA/3KH300DWP | BA/3K-H300-D-WP | 3% DUCT RH 4-20MA XMTR W/WP BX 3K THMS |  | https://bapisensors.sharepoint.com/sites/BAPIMediaLibrary/Shared%20Documents/Product%20Images/WP_DuctHum.png | https://bapisensors.sharepoint.com/sites/BAPIMediaLibrary/Shared%20Documents/Datasheets/Duct_Units_humid_NoPrice-v17.pdf | https://bapisensors.sharepoint.com/sites/BAPIMediaLibrary/Shared%20Documents/Instructions/49483_ins_duct_OSA_humidity.pdf
BA/H310DBB | BA/H310DBB | 3% DUCT RH 0/10VDC XMTR BAPI BOX |  |  | https://bapisensors.sharepoint.com/sites/BAPIMediaLibrary/Shared%20Documents/Datasheets/Duct_Units_humid_NoPrice-v17.pdf | https://bapisensors.sharepoint.com/sites/BAPIMediaLibrary/Shared%20Documents/Instructions/49483_ins_duct_OSA_humidity.pdf
BA/10K2H310DBB | BA/10K2H310DBB | 3% DUCT RH 0/10VDC XMTR BAPI BOX 10K OHM 2 THMS |  |  | https://bapisensors.sharepoint.com/sites/BAPIMediaLibrary/Shared%20Documents/Datasheets/Duct_Units_humid_NoPrice-v17.pdf | https://bapisensors.sharepoint.com/sites/BAPIMediaLibrary/Shared%20Documents/Instructions/49483_ins_duct_OSA_humidity.pdf
BA/10K3H310DBB | BA/10K3H310DBB | 3% DUCT RH 0/10VDC XMTR BAPI BOX 10K OHM 3 THMS |  |  | https://bapisensors.sharepoint.com/sites/BAPIMediaLibrary/Shared%20Documents/Datasheets/Duct_Units_humid_NoPrice-v17.pdf | https://bapisensors.sharepoint.com/sites/BAPIMediaLibrary/Shared%20Documents/Instructions/49483_ins_duct_OSA_humidity.pdf
BA/1KNIH310DBB | BA/1K[NI]-H310-D-BB | 3% DUCT RH 0/10VDC XMTR BAPI BOX 1K NICKEL RTD |  |  | https://bapisensors.sharepoint.com/sites/BAPIMediaLibrary/Shared%20Documents/Datasheets/Duct_Units_humid_NoPrice-v17.pdf | https://bapisensors.sharepoint.com/sites/BAPIMediaLibrary/Shared%20Documents/Instructions/49483_ins_duct_OSA_humidity.pdf
BA/1K375H310DBB | BA/1K375H310DBB | 3% DUCT RH 0/10VDC XMTR BAPI BOX 1K OHM 375 RTD |  |  | https://bapisensors.sharepoint.com/sites/BAPIMediaLibrary/Shared%20Documents/Datasheets/Duct_Units_humid_NoPrice-v17.pdf | https://bapisensors.sharepoint.com/sites/BAPIMediaLibrary/Shared%20Documents/Instructions/49483_ins_duct_OSA_humidity.pdf
BA/1KH310DBB | BA/1KH310DBB | 3% DUCT RH 0/10VDC XMTR BAPI BOX 1K OHM 385 RTD |  |  | https://bapisensors.sharepoint.com/sites/BAPIMediaLibrary/Shared%20Documents/Datasheets/Duct_Units_humid_NoPrice-v17.pdf | https://bapisensors.sharepoint.com/sites/BAPIMediaLibrary/Shared%20Documents/Instructions/49483_ins_duct_OSA_humidity.pdf
BA/H310DBB2 | BA/H310DBB2 | 3% DUCT RH 0/10VDC XMTR BAPI BOX2 |  |  | https://bapisensors.sharepoint.com/sites/BAPIMediaLibrary/Shared%20Documents/Datasheets/Duct_Units_humid_NoPrice-v17.pdf | https://bapisensors.sharepoint.com/sites/BAPIMediaLibrary/Shared%20Documents/Instructions/49483_ins_duct_OSA_humidity.pdf
BA/10K2H310DBB2 | BA/10K2H310DBB2 | 3% DUCT RH 0/10VDC XMTR BAPI BOX2 10K OHM 2 THMS |  |  | https://bapisensors.sharepoint.com/sites/BAPIMediaLibrary/Shared%20Documents/Datasheets/Duct_Units_humid_NoPrice-v17.pdf | https://bapisensors.sharepoint.com/sites/BAPIMediaLibrary/Shared%20Documents/Instructions/49483_ins_duct_OSA_humidity.pdf
BA/10K3H310DBB2 | BA/10K3H310DBB2 | 3% DUCT RH 0/10VDC XMTR BAPI BOX2 10K OHM 3 THMS |  |  | https://bapisensors.sharepoint.com/sites/BAPIMediaLibrary/Shared%20Documents/Datasheets/Duct_Units_humid_NoPrice-v17.pdf | https://bapisensors.sharepoint.com/sites/BAPIMediaLibrary/Shared%20Documents/Instructions/49483_ins_duct_OSA_humidity.pdf
BA/1KNIH310DBB2 | BA/1K[NI]-H310-D-BB2 | 3% DUCT RH 0/10VDC XMTR BAPI BOX2 1K NICKEL RTD |  |  | https://bapisensors.sharepoint.com/sites/BAPIMediaLibrary/Shared%20Documents/Datasheets/Duct_Units_humid_NoPrice-v17.pdf | https://bapisensors.sharepoint.com/sites/BAPIMediaLibrary/Shared%20Documents/Instructions/49483_ins_duct_OSA_humidity.pdf
BA/1K7H310DBB2 | BA/1K7H310DBB2 | 3% DUCT RH 0/10VDC XMTR BAPI BOX2 1K OHM 375 RTD |  |  | https://bapisensors.sharepoint.com/sites/BAPIMediaLibrary/Shared%20Documents/Datasheets/Duct_Units_humid_NoPrice-v17.pdf | https://bapisensors.sharepoint.com/sites/BAPIMediaLibrary/Shared%20Documents/Instructions/49483_ins_duct_OSA_humidity.pdf
BA/1KH310DBB2 | BA/1KH310DBB2 | 3% DUCT RH 0/10VDC XMTR BAPI BOX2 1K OHM 385 RTD |  |  | https://bapisensors.sharepoint.com/sites/BAPIMediaLibrary/Shared%20Documents/Datasheets/Duct_Units_humid_NoPrice-v17.pdf | https://bapisensors.sharepoint.com/sites/BAPIMediaLibrary/Shared%20Documents/Instructions/49483_ins_duct_OSA_humidity.pdf
BA/2.2KH310DBB2 | BA/2.2K-H310-D-BB2 | 3% DUCT RH 0/10VDC XMTR BAPI BOX2 2.2K OHM THMS |  |  | https://bapisensors.sharepoint.com/sites/BAPIMediaLibrary/Shared%20Documents/Datasheets/Duct_Units_humid_NoPrice-v17.pdf | https://bapisensors.sharepoint.com/sites/BAPIMediaLibrary/Shared%20Documents/Instructions/49483_ins_duct_OSA_humidity.pdf
BA/H310DWP | BA/H310DWP | 3% DUCT RH 0/10VDC XMTR WTHRPRF |  | https://bapisensors.sharepoint.com/sites/BAPIMediaLibrary/Shared%20Documents/Product%20Images/WP_DuctHum.png | https://bapisensors.sharepoint.com/sites/BAPIMediaLibrary/Shared%20Documents/Datasheets/Duct_Units_humid_NoPrice-v17.pdf | https://bapisensors.sharepoint.com/sites/BAPIMediaLibrary/Shared%20Documents/Instructions/49483_ins_duct_OSA_humidity.pdf
BA/1K375H310DWP | BA/1K375H310DWP | 3% DUCT RH 0/10VDC XMTR WTHRPRF 1K OHM 375 RTD |  | https://bapisensors.sharepoint.com/sites/BAPIMediaLibrary/Shared%20Documents/Product%20Images/WP_DuctHum.png | https://bapisensors.sharepoint.com/sites/BAPIMediaLibrary/Shared%20Documents/Datasheets/Duct_Units_humid_NoPrice-v17.pdf | https://bapisensors.sharepoint.com/sites/BAPIMediaLibrary/Shared%20Documents/Instructions/49483_ins_duct_OSA_humidity.pdf
BA/1KH310DWP | BA/1KH310DWP | 3% DUCT RH 0/10VDC XMTR WTHRPRF 1K OHM 385 RTD |  | https://bapisensors.sharepoint.com/sites/BAPIMediaLibrary/Shared%20Documents/Product%20Images/WP_DuctHum.png | https://bapisensors.sharepoint.com/sites/BAPIMediaLibrary/Shared%20Documents/Datasheets/Duct_Units_humid_NoPrice-v17.pdf | https://bapisensors.sharepoint.com/sites/BAPIMediaLibrary/Shared%20Documents/Instructions/49483_ins_duct_OSA_humidity.pdf
BA/H312DBB | BA/H312DBB | 3% DUCT RH 2/10VDC XMTR BAPI BOX |  |  | https://bapisensors.sharepoint.com/sites/BAPIMediaLibrary/Shared%20Documents/Datasheets/Duct_Units_humid_NoPrice-v17.pdf | https://bapisensors.sharepoint.com/sites/BAPIMediaLibrary/Shared%20Documents/Instructions/49483_ins_duct_OSA_humidity.pdf
BA/10K3H312DBB | BA/10K3H312DBB | 3% DUCT RH 2/10VDC XMTR BAPI BOX 10K OHM 3 THMS |  |  | https://bapisensors.sharepoint.com/sites/BAPIMediaLibrary/Shared%20Documents/Datasheets/Duct_Units_humid_NoPrice-v17.pdf | https://bapisensors.sharepoint.com/sites/BAPIMediaLibrary/Shared%20Documents/Instructions/49483_ins_duct_OSA_humidity.pdf
BA/1K375H312DBB | BA/1K375H312DBB | 3% DUCT RH 2/10VDC XMTR BAPI BOX 1K OHM 375 RTD |  |  | https://bapisensors.sharepoint.com/sites/BAPIMediaLibrary/Shared%20Documents/Datasheets/Duct_Units_humid_NoPrice-v17.pdf | https://bapisensors.sharepoint.com/sites/BAPIMediaLibrary/Shared%20Documents/Instructions/49483_ins_duct_OSA_humidity.pdf
BA/1KH312DBB | BA/1KH312DBB | 3% DUCT RH 2/10VDC XMTR BAPI BOX 1K OHM 385 RTD |  |  | https://bapisensors.sharepoint.com/sites/BAPIMediaLibrary/Shared%20Documents/Datasheets/Duct_Units_humid_NoPrice-v17.pdf | https://bapisensors.sharepoint.com/sites/BAPIMediaLibrary/Shared%20Documents/Instructions/49483_ins_duct_OSA_humidity.pdf
BA/10K3H312DBB2 | BA/10K3H312DBB2 | 3% DUCT RH 2/10VDC XMTR BAPI BOX2 10K OHM 3 THMS |  |  | https://bapisensors.sharepoint.com/sites/BAPIMediaLibrary/Shared%20Documents/Datasheets/Duct_Units_humid_NoPrice-v17.pdf | https://bapisensors.sharepoint.com/sites/BAPIMediaLibrary/Shared%20Documents/Instructions/49483_ins_duct_OSA_humidity.pdf
BA/1K7H312DBB2 | BA/1K7H312DBB2 | 3% DUCT RH 2/10VDC XMTR BAPI BOX2 1K OHM 375 RTD |  |  | https://bapisensors.sharepoint.com/sites/BAPIMediaLibrary/Shared%20Documents/Datasheets/Duct_Units_humid_NoPrice-v17.pdf | https://bapisensors.sharepoint.com/sites/BAPIMediaLibrary/Shared%20Documents/Instructions/49483_ins_duct_OSA_humidity.pdf
BA/1KH312DBB2 | BA/1KH312DBB2 | 3% DUCT RH 2/10VDC XMTR BAPI BOX2 1K OHM 385 RTD |  |  | https://bapisensors.sharepoint.com/sites/BAPIMediaLibrary/Shared%20Documents/Datasheets/Duct_Units_humid_NoPrice-v17.pdf | https://bapisensors.sharepoint.com/sites/BAPIMediaLibrary/Shared%20Documents/Instructions/49483_ins_duct_OSA_humidity.pdf
BA/10K3H312DWP | BA/10K3H312DWP | 3% DUCT RH 2/10VDC XMTR WTHRPRF 10K OHM 3 THMS |  | https://bapisensors.sharepoint.com/sites/BAPIMediaLibrary/Shared%20Documents/Product%20Images/WP_DuctHum.png | https://bapisensors.sharepoint.com/sites/BAPIMediaLibrary/Shared%20Documents/Datasheets/Duct_Units_humid_NoPrice-v17.pdf | https://bapisensors.sharepoint.com/sites/BAPIMediaLibrary/Shared%20Documents/Instructions/49483_ins_duct_OSA_humidity.pdf
BA/1K375H312DWP | BA/1K375H312DWP | 3% DUCT RH 2/10VDC XMTR WTHRPRF 1K OHM 375 RTD |  | https://bapisensors.sharepoint.com/sites/BAPIMediaLibrary/Shared%20Documents/Product%20Images/WP_DuctHum.png | https://bapisensors.sharepoint.com/sites/BAPIMediaLibrary/Shared%20Documents/Datasheets/Duct_Units_humid_NoPrice-v17.pdf | https://bapisensors.sharepoint.com/sites/BAPIMediaLibrary/Shared%20Documents/Instructions/49483_ins_duct_OSA_humidity.pdf
BA/1KH312DWP | BA/1KH312DWP | 3% DUCT RH 2/10VDC XMTR WTHRPRF 1K OHM 385 RTD |  | https://bapisensors.sharepoint.com/sites/BAPIMediaLibrary/Shared%20Documents/Product%20Images/WP_DuctHum.png | https://bapisensors.sharepoint.com/sites/BAPIMediaLibrary/Shared%20Documents/Datasheets/Duct_Units_humid_NoPrice-v17.pdf | https://bapisensors.sharepoint.com/sites/BAPIMediaLibrary/Shared%20Documents/Instructions/49483_ins_duct_OSA_humidity.pdf
BA/H300DBB | BA/H300DBB | 3% DUCT RH 4/20MA XMTR BAPI BOX |  |  | https://bapisensors.sharepoint.com/sites/BAPIMediaLibrary/Shared%20Documents/Datasheets/Duct_Units_humid_NoPrice-v17.pdf | https://bapisensors.sharepoint.com/sites/BAPIMediaLibrary/Shared%20Documents/Instructions/49483_ins_duct_OSA_humidity.pdf
BA/100KH300DBB | BA/100K-H300-D-BB | 3% DUCT RH 4/20MA XMTR BAPI BOX W/T 100K OHM THMS |  |  | https://bapisensors.sharepoint.com/sites/BAPIMediaLibrary/Shared%20Documents/Datasheets/Duct_Units_humid_NoPrice-v17.pdf | https://bapisensors.sharepoint.com/sites/BAPIMediaLibrary/Shared%20Documents/Instructions/49483_ins_duct_OSA_humidity.pdf
BA/10K2H300DBB | BA/10K2H300DBB | 3% DUCT RH 4/20MA XMTR BAPI BOX W/T 10K OHM 2 THMS |  |  | https://bapisensors.sharepoint.com/sites/BAPIMediaLibrary/Shared%20Documents/Datasheets/Duct_Units_humid_NoPrice-v17.pdf | https://bapisensors.sharepoint.com/sites/BAPIMediaLibrary/Shared%20Documents/Instructions/49483_ins_duct_OSA_humidity.pdf
BA/10K3H300DBB | BA/10K3H300DBB | 3% DUCT RH 4/20MA XMTR BAPI BOX W/T 10K OHM 3 THMS |  |  | https://bapisensors.sharepoint.com/sites/BAPIMediaLibrary/Shared%20Documents/Datasheets/Duct_Units_humid_NoPrice-v17.pdf | https://bapisensors.sharepoint.com/sites/BAPIMediaLibrary/Shared%20Documents/Instructions/49483_ins_duct_OSA_humidity.pdf
BA/1KNIH300DBB | BA/1K[NI]-H300-D-BB | 3% DUCT RH 4/20MA XMTR BAPI BOX W/T 1K NICKEL RTD |  |  | https://bapisensors.sharepoint.com/sites/BAPIMediaLibrary/Shared%20Documents/Datasheets/Duct_Units_humid_NoPrice-v17.pdf | https://bapisensors.sharepoint.com/sites/BAPIMediaLibrary/Shared%20Documents/Instructions/49483_ins_duct_OSA_humidity.pdf
BA/1K375H300DBB | BA/1K375H300DBB | 3% DUCT RH 4/20MA XMTR BAPI BOX W/T 1K OHM 375 RTD |  |  | https://bapisensors.sharepoint.com/sites/BAPIMediaLibrary/Shared%20Documents/Datasheets/Duct_Units_humid_NoPrice-v17.pdf | https://bapisensors.sharepoint.com/sites/BAPIMediaLibrary/Shared%20Documents/Instructions/49483_ins_duct_OSA_humidity.pdf
BA/1KH300DBB | BA/1KH300DBB | 3% DUCT RH 4/20MA XMTR BAPI BOX W/T 1K OHM 385 RTD |  |  | https://bapisensors.sharepoint.com/sites/BAPIMediaLibrary/Shared%20Documents/Datasheets/Duct_Units_humid_NoPrice-v17.pdf | https://bapisensors.sharepoint.com/sites/BAPIMediaLibrary/Shared%20Documents/Instructions/49483_ins_duct_OSA_humidity.pdf
BA/3KH300DBB | BA/3K-H300-D-BB | 3% DUCT RH 4/20MA XMTR BAPI BOX W/T 3K THMS |  |  | https://bapisensors.sharepoint.com/sites/BAPIMediaLibrary/Shared%20Documents/Datasheets/Duct_Units_humid_NoPrice-v17.pdf | https://bapisensors.sharepoint.com/sites/BAPIMediaLibrary/Shared%20Documents/Instructions/49483_ins_duct_OSA_humidity.pdf
BA/H300DBB2 | BA/H300DBB2 | 3% DUCT RH 4/20MA XMTR BAPI BOX2 |  |  | https://bapisensors.sharepoint.com/sites/BAPIMediaLibrary/Shared%20Documents/Datasheets/Duct_Units_humid_NoPrice-v17.pdf | https://bapisensors.sharepoint.com/sites/BAPIMediaLibrary/Shared%20Documents/Instructions/49483_ins_duct_OSA_humidity.pdf
BA/10K2H300DBB2 | BA/10K2H300DBB2 | 3% DUCT RH 4/20MA XMTR BAPI BOX2 10K OHM 2 THMS |  |  | https://bapisensors.sharepoint.com/sites/BAPIMediaLibrary/Shared%20Documents/Datasheets/Duct_Units_humid_NoPrice-v17.pdf | https://bapisensors.sharepoint.com/sites/BAPIMediaLibrary/Shared%20Documents/Instructions/49483_ins_duct_OSA_humidity.pdf
BA/10K3H300DBB2 | BA/10K3H300DBB2 | 3% DUCT RH 4/20MA XMTR BAPI BOX2 10K OHM 3 THMS |  |  | https://bapisensors.sharepoint.com/sites/BAPIMediaLibrary/Shared%20Documents/Datasheets/Duct_Units_humid_NoPrice-v17.pdf | https://bapisensors.sharepoint.com/sites/BAPIMediaLibrary/Shared%20Documents/Instructions/49483_ins_duct_OSA_humidity.pdf
BA/1K7H300DBB2 | BA/1K7H300DBB2 | 3% DUCT RH 4/20MA XMTR BAPI BOX2 1K OHM 375 RTD |  |  | https://bapisensors.sharepoint.com/sites/BAPIMediaLibrary/Shared%20Documents/Datasheets/Duct_Units_humid_NoPrice-v17.pdf | https://bapisensors.sharepoint.com/sites/BAPIMediaLibrary/Shared%20Documents/Instructions/49483_ins_duct_OSA_humidity.pdf
BA/1KH300DBB2 | BA/1KH300DBB2 | 3% DUCT RH 4/20MA XMTR BAPI BOX2 1K OHM 385 RTD |  |  | https://bapisensors.sharepoint.com/sites/BAPIMediaLibrary/Shared%20Documents/Datasheets/Duct_Units_humid_NoPrice-v17.pdf | https://bapisensors.sharepoint.com/sites/BAPIMediaLibrary/Shared%20Documents/Instructions/49483_ins_duct_OSA_humidity.pdf
BA/1KH300DNB | BA/1K-H300-D-NB | 3% DUCT RH 4/20MA XMTR NO BOX W/T 1K OHM 385 RTD |  |  | https://bapisensors.sharepoint.com/sites/BAPIMediaLibrary/Shared%20Documents/Datasheets/Duct_Units_humid_NoPrice-v17.pdf | https://bapisensors.sharepoint.com/sites/BAPIMediaLibrary/Shared%20Documents/Instructions/49483_ins_duct_OSA_humidity.pdf
BA/H300DWP | BA/H300DWP | 3% DUCT RH 4/20MA XMTR WTHRPRF |  | https://bapisensors.sharepoint.com/sites/BAPIMediaLibrary/Shared%20Documents/Product%20Images/WP_DuctHum.png | https://bapisensors.sharepoint.com/sites/BAPIMediaLibrary/Shared%20Documents/Datasheets/Duct_Units_humid_NoPrice-v17.pdf | https://bapisensors.sharepoint.com/sites/BAPIMediaLibrary/Shared%20Documents/Instructions/49483_ins_duct_OSA_humidity.pdf
BA/1K375H300DWP | BA/1K375H300DWP | 3% DUCT RH 4/20MA XMTR WTHRPRF 1K OHM 375 RTD |  | https://bapisensors.sharepoint.com/sites/BAPIMediaLibrary/Shared%20Documents/Product%20Images/WP_DuctHum.png | https://bapisensors.sharepoint.com/sites/BAPIMediaLibrary/Shared%20Documents/Datasheets/Duct_Units_humid_NoPrice-v17.pdf | https://bapisensors.sharepoint.com/sites/BAPIMediaLibrary/Shared%20Documents/Instructions/49483_ins_duct_OSA_humidity.pdf
BA/1KH300DWP | BA/1KH300DWP | 3% DUCT RH 4/20MA XMTR WTHRPRF 1K OHM 385 RTD |  | https://bapisensors.sharepoint.com/sites/BAPIMediaLibrary/Shared%20Documents/Product%20Images/WP_DuctHum.png | https://bapisensors.sharepoint.com/sites/BAPIMediaLibrary/Shared%20Documents/Datasheets/Duct_Units_humid_NoPrice-v17.pdf | https://bapisensors.sharepoint.com/sites/BAPIMediaLibrary/Shared%20Documents/Instructions/49483_ins_duct_OSA_humidity.pdf
BA/10K2H310OWP | BA/10K-2-H310-O-WP | 3% OSA RH 0-10V W/WP BX 10K2 THERM |  |  | https://bapisensors.sharepoint.com/sites/BAPIMediaLibrary/Shared%20Documents/Datasheets/Outside_Air_humid_NoPrice-v17.pdf | https://bapisensors.sharepoint.com/sites/BAPIMediaLibrary/Shared%20Documents/Instructions/49483_ins_duct_OSA_humidity.pdf
BA/100H300OWP | BA/100-H300-O-WP | 3% OSA RH 4-20MA W/WP BX 100-385 RTD |  |  | https://bapisensors.sharepoint.com/sites/BAPIMediaLibrary/Shared%20Documents/Datasheets/Outside_Air_humid_NoPrice-v17.pdf | https://bapisensors.sharepoint.com/sites/BAPIMediaLibrary/Shared%20Documents/Instructions/49483_ins_duct_OSA_humidity.pdf
BA/10K2H300OWP | BA/10K-2-H300-O-WP | 3% OSA RH 4-20MA XMTR W/WP BX 10K2 THMS |  |  | https://bapisensors.sharepoint.com/sites/BAPIMediaLibrary/Shared%20Documents/Datasheets/Outside_Air_humid_NoPrice-v17.pdf | https://bapisensors.sharepoint.com/sites/BAPIMediaLibrary/Shared%20Documents/Instructions/49483_ins_duct_OSA_humidity.pdf
BA/10K3H300OWP | BA/10K3-H300-O-WP | 3% OSA RH 4-20MA XMTR W/WP BX 10K3 THMS |  |  | https://bapisensors.sharepoint.com/sites/BAPIMediaLibrary/Shared%20Documents/Datasheets/Outside_Air_humid_NoPrice-v17.pdf | https://bapisensors.sharepoint.com/sites/BAPIMediaLibrary/Shared%20Documents/Instructions/49483_ins_duct_OSA_humidity.pdf
BA/3KH300OWP | BA/3K-H300-O-WP | 3% OSA RH 4-20MA XMTR W/WP BX 3K THMS |  |  | https://bapisensors.sharepoint.com/sites/BAPIMediaLibrary/Shared%20Documents/Datasheets/Outside_Air_humid_NoPrice-v17.pdf | https://bapisensors.sharepoint.com/sites/BAPIMediaLibrary/Shared%20Documents/Instructions/49483_ins_duct_OSA_humidity.pdf
BA/H310OBB | BA/H310OBB | 3% OSA RH 0/10VDC XMTR BAPI BOX |  | https://bapisensors.sharepoint.com/sites/BAPIMediaLibrary/Shared%20Documents/Product%20Images/OA_Humid_BB_300pix-2.png | https://bapisensors.sharepoint.com/sites/BAPIMediaLibrary/Shared%20Documents/Datasheets/Outside_Air_humid_NoPrice-v17.pdf | https://bapisensors.sharepoint.com/sites/BAPIMediaLibrary/Shared%20Documents/Instructions/49483_ins_duct_OSA_humidity.pdf
BA/10K2H310OBB | BA/10K2H310OBB | 3% OSA RH 0/10VDC XMTR BAPI BOX 10K OHM 2 THMS |  | https://bapisensors.sharepoint.com/sites/BAPIMediaLibrary/Shared%20Documents/Product%20Images/OA_Humid_BB_300pix-2.png | https://bapisensors.sharepoint.com/sites/BAPIMediaLibrary/Shared%20Documents/Datasheets/Outside_Air_humid_NoPrice-v17.pdf | https://bapisensors.sharepoint.com/sites/BAPIMediaLibrary/Shared%20Documents/Instructions/49483_ins_duct_OSA_humidity.pdf
BA/10K3H310OBB | BA/10K3H310OBB | 3% OSA RH 0/10VDC XMTR BAPI BOX 10K OHM 3 THMS |  | https://bapisensors.sharepoint.com/sites/BAPIMediaLibrary/Shared%20Documents/Product%20Images/OA_Humid_BB_300pix-2.png | https://bapisensors.sharepoint.com/sites/BAPIMediaLibrary/Shared%20Documents/Datasheets/Outside_Air_humid_NoPrice-v17.pdf | https://bapisensors.sharepoint.com/sites/BAPIMediaLibrary/Shared%20Documents/Instructions/49483_ins_duct_OSA_humidity.pdf
BA/1KNIH310OBB | BA/1K[NI]-H310-O-BB | 3% OSA RH 0/10VDC XMTR BAPI BOX 1K NICKEL RTD |  | https://bapisensors.sharepoint.com/sites/BAPIMediaLibrary/Shared%20Documents/Product%20Images/OA_Humid_BB_300pix-2.png | https://bapisensors.sharepoint.com/sites/BAPIMediaLibrary/Shared%20Documents/Datasheets/Outside_Air_humid_NoPrice-v17.pdf | https://bapisensors.sharepoint.com/sites/BAPIMediaLibrary/Shared%20Documents/Instructions/49483_ins_duct_OSA_humidity.pdf
BA/1K375H310OBB | BA/1K375H310OBB | 3% OSA RH 0/10VDC XMTR BAPI BOX 1K OHM 375 RTD |  | https://bapisensors.sharepoint.com/sites/BAPIMediaLibrary/Shared%20Documents/Product%20Images/OA_Humid_BB_300pix-2.png | https://bapisensors.sharepoint.com/sites/BAPIMediaLibrary/Shared%20Documents/Datasheets/Outside_Air_humid_NoPrice-v17.pdf | https://bapisensors.sharepoint.com/sites/BAPIMediaLibrary/Shared%20Documents/Instructions/49483_ins_duct_OSA_humidity.pdf
BA/1KH310OBB | BA/1KH310OBB | 3% OSA RH 0/10VDC XMTR BAPI BOX 1K OHM 385 RTD |  | https://bapisensors.sharepoint.com/sites/BAPIMediaLibrary/Shared%20Documents/Product%20Images/OA_Humid_BB_300pix-2.png | https://bapisensors.sharepoint.com/sites/BAPIMediaLibrary/Shared%20Documents/Datasheets/Outside_Air_humid_NoPrice-v17.pdf | https://bapisensors.sharepoint.com/sites/BAPIMediaLibrary/Shared%20Documents/Instructions/49483_ins_duct_OSA_humidity.pdf
BA/H310OBB2 | BA/H310OBB2 | 3% OSA RH 0/10VDC XMTR BAPI BOX2 |  |  | https://bapisensors.sharepoint.com/sites/BAPIMediaLibrary/Shared%20Documents/Datasheets/Outside_Air_humid_NoPrice-v17.pdf | https://bapisensors.sharepoint.com/sites/BAPIMediaLibrary/Shared%20Documents/Instructions/49483_ins_duct_OSA_humidity.pdf
BA/10K2H310OBB2 | BA/10K2H310OBB2 | 3% OSA RH 0/10VDC XMTR BAPI BOX2 10K OHM 2 THMS |  |  | https://bapisensors.sharepoint.com/sites/BAPIMediaLibrary/Shared%20Documents/Datasheets/Outside_Air_humid_NoPrice-v17.pdf | https://bapisensors.sharepoint.com/sites/BAPIMediaLibrary/Shared%20Documents/Instructions/49483_ins_duct_OSA_humidity.pdf
BA/10K3H310OBB2 | BA/10K3H310OBB2 | 3% OSA RH 0/10VDC XMTR BAPI BOX2 10K OHM 3 THMS |  |  | https://bapisensors.sharepoint.com/sites/BAPIMediaLibrary/Shared%20Documents/Datasheets/Outside_Air_humid_NoPrice-v17.pdf | https://bapisensors.sharepoint.com/sites/BAPIMediaLibrary/Shared%20Documents/Instructions/49483_ins_duct_OSA_humidity.pdf
BA/1K7H310OBB2 | BA/1K7H310OBB2 | 3% OSA RH 0/10VDC XMTR BAPI BOX2 1K OHM 375 RTD |  |  | https://bapisensors.sharepoint.com/sites/BAPIMediaLibrary/Shared%20Documents/Datasheets/Outside_Air_humid_NoPrice-v17.pdf | https://bapisensors.sharepoint.com/sites/BAPIMediaLibrary/Shared%20Documents/Instructions/49483_ins_duct_OSA_humidity.pdf
BA/1KH310OBB2 | BA/1KH310OBB2 | 3% OSA RH 0/10VDC XMTR BAPI BOX2 1K OHM 385 RTD |  |  | https://bapisensors.sharepoint.com/sites/BAPIMediaLibrary/Shared%20Documents/Datasheets/Outside_Air_humid_NoPrice-v17.pdf | https://bapisensors.sharepoint.com/sites/BAPIMediaLibrary/Shared%20Documents/Instructions/49483_ins_duct_OSA_humidity.pdf
BA/20KH310OBB2 | BA/20K-H310-O-BB2 | 3% OSA RH 0/10VDC XMTR BAPI BOX2 20K THMS |  |  | https://bapisensors.sharepoint.com/sites/BAPIMediaLibrary/Shared%20Documents/Datasheets/Outside_Air_humid_NoPrice-v17.pdf | https://bapisensors.sharepoint.com/sites/BAPIMediaLibrary/Shared%20Documents/Instructions/49483_ins_duct_OSA_humidity.pdf
BA/H310OWP | BA/H310OWP | 3% OSA RH 0/10VDC XMTR WTHRPRF |  |  | https://bapisensors.sharepoint.com/sites/BAPIMediaLibrary/Shared%20Documents/Datasheets/Outside_Air_humid_NoPrice-v17.pdf | https://bapisensors.sharepoint.com/sites/BAPIMediaLibrary/Shared%20Documents/Instructions/49483_ins_duct_OSA_humidity.pdf
BA/10K3H310OWP | BA/10K3H310OWP | 3% OSA RH 0/10VDC XMTR WTHRPRF 10K OHM 3 THMS |  |  | https://bapisensors.sharepoint.com/sites/BAPIMediaLibrary/Shared%20Documents/Datasheets/Outside_Air_humid_NoPrice-v17.pdf | https://bapisensors.sharepoint.com/sites/BAPIMediaLibrary/Shared%20Documents/Instructions/49483_ins_duct_OSA_humidity.pdf
BA/1KNIH310OWP | BA/1K[NI]-H310-O-WP | 3% OSA RH 0/10VDC XMTR WTHRPRF 1K NICKEL RTD |  |  | https://bapisensors.sharepoint.com/sites/BAPIMediaLibrary/Shared%20Documents/Datasheets/Outside_Air_humid_NoPrice-v17.pdf | https://bapisensors.sharepoint.com/sites/BAPIMediaLibrary/Shared%20Documents/Instructions/49483_ins_duct_OSA_humidity.pdf
BA/1K375H310OWP | BA/1K375H310OWP | 3% OSA RH 0/10VDC XMTR WTHRPRF 1K OHM 375 RTD |  |  | https://bapisensors.sharepoint.com/sites/BAPIMediaLibrary/Shared%20Documents/Datasheets/Outside_Air_humid_NoPrice-v17.pdf | https://bapisensors.sharepoint.com/sites/BAPIMediaLibrary/Shared%20Documents/Instructions/49483_ins_duct_OSA_humidity.pdf
BA/1KH310OWP | BA/1KH310OWP | 3% OSA RH 0/10VDC XMTR WTHRPRF 1K OHM 385 RTD |  |  | https://bapisensors.sharepoint.com/sites/BAPIMediaLibrary/Shared%20Documents/Datasheets/Outside_Air_humid_NoPrice-v17.pdf | https://bapisensors.sharepoint.com/sites/BAPIMediaLibrary/Shared%20Documents/Instructions/49483_ins_duct_OSA_humidity.pdf
BA/20KH310OWP | BA/20KH310OWP | 3% OSA RH 0/10VDC XMTR WTHRPRF 20K OHM THMS |  |  | https://bapisensors.sharepoint.com/sites/BAPIMediaLibrary/Shared%20Documents/Datasheets/Outside_Air_humid_NoPrice-v17.pdf | https://bapisensors.sharepoint.com/sites/BAPIMediaLibrary/Shared%20Documents/Instructions/49483_ins_duct_OSA_humidity.pdf
BA/20KH300OWP | BA/20K-H300-O-WP | 3% OSA RH 0/10VDC XMTR WTHRPRF 20K THMS |  |  | https://bapisensors.sharepoint.com/sites/BAPIMediaLibrary/Shared%20Documents/Datasheets/Outside_Air_humid_NoPrice-v17.pdf | https://bapisensors.sharepoint.com/sites/BAPIMediaLibrary/Shared%20Documents/Instructions/49483_ins_duct_OSA_humidity.pdf
BA/3KH310OWP | BA/3K-H310-O-WP | 3% OSA RH 0/10VDC XMTR WTHRPRF 3K THMS |  |  | https://bapisensors.sharepoint.com/sites/BAPIMediaLibrary/Shared%20Documents/Datasheets/Outside_Air_humid_NoPrice-v17.pdf | https://bapisensors.sharepoint.com/sites/BAPIMediaLibrary/Shared%20Documents/Instructions/49483_ins_duct_OSA_humidity.pdf
BA/H312OBB | BA/H312OBB | 3% OSA RH 2/10VDC XMTR BAPI BOX |  | https://bapisensors.sharepoint.com/sites/BAPIMediaLibrary/Shared%20Documents/Product%20Images/OA_Humid_BB_300pix-2.png | https://bapisensors.sharepoint.com/sites/BAPIMediaLibrary/Shared%20Documents/Datasheets/Outside_Air_humid_NoPrice-v17.pdf | https://bapisensors.sharepoint.com/sites/BAPIMediaLibrary/Shared%20Documents/Instructions/49483_ins_duct_OSA_humidity.pdf
BA/10K2H312OBB | BA/10K2H312OBB | 3% OSA RH 2/10VDC XMTR BAPI BOX 10K OHM 2 THMS |  | https://bapisensors.sharepoint.com/sites/BAPIMediaLibrary/Shared%20Documents/Product%20Images/OA_Humid_BB_300pix-2.png | https://bapisensors.sharepoint.com/sites/BAPIMediaLibrary/Shared%20Documents/Datasheets/Outside_Air_humid_NoPrice-v17.pdf | https://bapisensors.sharepoint.com/sites/BAPIMediaLibrary/Shared%20Documents/Instructions/49483_ins_duct_OSA_humidity.pdf
BA/10K3H312OBB | BA/10K3H312OBB | 3% OSA RH 2/10VDC XMTR BAPI BOX 10K OHM 3 THMS |  | https://bapisensors.sharepoint.com/sites/BAPIMediaLibrary/Shared%20Documents/Product%20Images/OA_Humid_BB_300pix-2.png | https://bapisensors.sharepoint.com/sites/BAPIMediaLibrary/Shared%20Documents/Datasheets/Outside_Air_humid_NoPrice-v17.pdf | https://bapisensors.sharepoint.com/sites/BAPIMediaLibrary/Shared%20Documents/Instructions/49483_ins_duct_OSA_humidity.pdf
BA/1K375H312OBB | BA/1K375H312OBB | 3% OSA RH 2/10VDC XMTR BAPI BOX 1K OHM 375 RTD |  | https://bapisensors.sharepoint.com/sites/BAPIMediaLibrary/Shared%20Documents/Product%20Images/OA_Humid_BB_300pix-2.png | https://bapisensors.sharepoint.com/sites/BAPIMediaLibrary/Shared%20Documents/Datasheets/Outside_Air_humid_NoPrice-v17.pdf | https://bapisensors.sharepoint.com/sites/BAPIMediaLibrary/Shared%20Documents/Instructions/49483_ins_duct_OSA_humidity.pdf
BA/1KH312OBB | BA/1KH312OBB | 3% OSA RH 2/10VDC XMTR BAPI BOX 1K OHM 385 RTD |  | https://bapisensors.sharepoint.com/sites/BAPIMediaLibrary/Shared%20Documents/Product%20Images/OA_Humid_BB_300pix-2.png | https://bapisensors.sharepoint.com/sites/BAPIMediaLibrary/Shared%20Documents/Datasheets/Outside_Air_humid_NoPrice-v17.pdf | https://bapisensors.sharepoint.com/sites/BAPIMediaLibrary/Shared%20Documents/Instructions/49483_ins_duct_OSA_humidity.pdf
BA/H312OBB2 | BA/H312OBB2 | 3% OSA RH 2/10VDC XMTR BAPI BOX2 |  |  | https://bapisensors.sharepoint.com/sites/BAPIMediaLibrary/Shared%20Documents/Datasheets/Outside_Air_humid_NoPrice-v17.pdf | https://bapisensors.sharepoint.com/sites/BAPIMediaLibrary/Shared%20Documents/Instructions/49483_ins_duct_OSA_humidity.pdf
BA/10K3H312OBB2 | BA/10K3H312OBB2 | 3% OSA RH 2/10VDC XMTR BAPI BOX2 10K OHM 3 THMS |  |  | https://bapisensors.sharepoint.com/sites/BAPIMediaLibrary/Shared%20Documents/Datasheets/Outside_Air_humid_NoPrice-v17.pdf | https://bapisensors.sharepoint.com/sites/BAPIMediaLibrary/Shared%20Documents/Instructions/49483_ins_duct_OSA_humidity.pdf
BA/1K7H312OBB2 | BA/1K7H312OBB2 | 3% OSA RH 2/10VDC XMTR BAPI BOX2 1K OHM 375 RTD |  |  | https://bapisensors.sharepoint.com/sites/BAPIMediaLibrary/Shared%20Documents/Datasheets/Outside_Air_humid_NoPrice-v17.pdf | https://bapisensors.sharepoint.com/sites/BAPIMediaLibrary/Shared%20Documents/Instructions/49483_ins_duct_OSA_humidity.pdf
BA/1KH312OBB2 | BA/1KH312OBB2 | 3% OSA RH 2/10VDC XMTR BAPI BOX2 1K OHM 385 RTD |  |  | https://bapisensors.sharepoint.com/sites/BAPIMediaLibrary/Shared%20Documents/Datasheets/Outside_Air_humid_NoPrice-v17.pdf | https://bapisensors.sharepoint.com/sites/BAPIMediaLibrary/Shared%20Documents/Instructions/49483_ins_duct_OSA_humidity.pdf
BA/10K2H312OWP | BA/10K2H312OWP | 3% OSA RH 2/10VDC XMTR WTHRPRF 10K OHM 2 THMS |  |  | https://bapisensors.sharepoint.com/sites/BAPIMediaLibrary/Shared%20Documents/Datasheets/Outside_Air_humid_NoPrice-v17.pdf | https://bapisensors.sharepoint.com/sites/BAPIMediaLibrary/Shared%20Documents/Instructions/49483_ins_duct_OSA_humidity.pdf
BA/10K3H312OWP | BA/10K3H312OWP | 3% OSA RH 2/10VDC XMTR WTHRPRF 10K OHM 3 THMS |  |  | https://bapisensors.sharepoint.com/sites/BAPIMediaLibrary/Shared%20Documents/Datasheets/Outside_Air_humid_NoPrice-v17.pdf | https://bapisensors.sharepoint.com/sites/BAPIMediaLibrary/Shared%20Documents/Instructions/49483_ins_duct_OSA_humidity.pdf
BA/1K375H312OWP | BA/1K375H312OWP | 3% OSA RH 2/10VDC XMTR WTHRPRF 1K OHM 375 RTD |  |  | https://bapisensors.sharepoint.com/sites/BAPIMediaLibrary/Shared%20Documents/Datasheets/Outside_Air_humid_NoPrice-v17.pdf | https://bapisensors.sharepoint.com/sites/BAPIMediaLibrary/Shared%20Documents/Instructions/49483_ins_duct_OSA_humidity.pdf
BA/1KH312OWP | BA/1KH312OWP | 3% OSA RH 2/10VDC XMTR WTHRPRF 1K OHM 385 RTD |  |  | https://bapisensors.sharepoint.com/sites/BAPIMediaLibrary/Shared%20Documents/Datasheets/Outside_Air_humid_NoPrice-v17.pdf | https://bapisensors.sharepoint.com/sites/BAPIMediaLibrary/Shared%20Documents/Instructions/49483_ins_duct_OSA_humidity.pdf
BA/H300OBB | BA/H300OBB | 3% OSA RH 4/20MA XMTR BAPI BOX |  | https://bapisensors.sharepoint.com/sites/BAPIMediaLibrary/Shared%20Documents/Product%20Images/OA_Humid_BB_300pix-2.png | https://bapisensors.sharepoint.com/sites/BAPIMediaLibrary/Shared%20Documents/Datasheets/Outside_Air_humid_NoPrice-v17.pdf | https://bapisensors.sharepoint.com/sites/BAPIMediaLibrary/Shared%20Documents/Instructions/49483_ins_duct_OSA_humidity.pdf
BA/1.8KH300OBB | BA/1.8K-H300-O-BB | 3% OSA RH 4/20MA XMTR BAPI BOX W/T .8K OHM THMS |  | https://bapisensors.sharepoint.com/sites/BAPIMediaLibrary/Shared%20Documents/Product%20Images/OA_Humid_BB_300pix-2.png | https://bapisensors.sharepoint.com/sites/BAPIMediaLibrary/Shared%20Documents/Datasheets/Outside_Air_humid_NoPrice-v17.pdf | https://bapisensors.sharepoint.com/sites/BAPIMediaLibrary/Shared%20Documents/Instructions/49483_ins_duct_OSA_humidity.pdf
BA/10K2H300OBB | BA/10K2H300OBB | 3% OSA RH 4/20MA XMTR BAPI BOX W/T 10K OHM 2 THMS |  | https://bapisensors.sharepoint.com/sites/BAPIMediaLibrary/Shared%20Documents/Product%20Images/OA_Humid_BB_300pix-2.png | https://bapisensors.sharepoint.com/sites/BAPIMediaLibrary/Shared%20Documents/Datasheets/Outside_Air_humid_NoPrice-v17.pdf | https://bapisensors.sharepoint.com/sites/BAPIMediaLibrary/Shared%20Documents/Instructions/49483_ins_duct_OSA_humidity.pdf
BA/10K3H300OBB | BA/10K3H300OBB | 3% OSA RH 4/20MA XMTR BAPI BOX W/T 10K OHM 3 THMS |  | https://bapisensors.sharepoint.com/sites/BAPIMediaLibrary/Shared%20Documents/Product%20Images/OA_Humid_BB_300pix-2.png | https://bapisensors.sharepoint.com/sites/BAPIMediaLibrary/Shared%20Documents/Datasheets/Outside_Air_humid_NoPrice-v17.pdf | https://bapisensors.sharepoint.com/sites/BAPIMediaLibrary/Shared%20Documents/Instructions/49483_ins_duct_OSA_humidity.pdf
BA/1K375H300OBB | BA/1K375H300OBB | 3% OSA RH 4/20MA XMTR BAPI BOX W/T 1K OHM 375 RTD |  | https://bapisensors.sharepoint.com/sites/BAPIMediaLibrary/Shared%20Documents/Product%20Images/OA_Humid_BB_300pix-2.png | https://bapisensors.sharepoint.com/sites/BAPIMediaLibrary/Shared%20Documents/Datasheets/Outside_Air_humid_NoPrice-v17.pdf | https://bapisensors.sharepoint.com/sites/BAPIMediaLibrary/Shared%20Documents/Instructions/49483_ins_duct_OSA_humidity.pdf
BA/1KH300OBB | BA/1KH300OBB | 3% OSA RH 4/20MA XMTR BAPI BOX W/T 1K OHM 385 RTD |  | https://bapisensors.sharepoint.com/sites/BAPIMediaLibrary/Shared%20Documents/Product%20Images/OA_Humid_BB_300pix-2.png | https://bapisensors.sharepoint.com/sites/BAPIMediaLibrary/Shared%20Documents/Datasheets/Outside_Air_humid_NoPrice-v17.pdf | https://bapisensors.sharepoint.com/sites/BAPIMediaLibrary/Shared%20Documents/Instructions/49483_ins_duct_OSA_humidity.pdf
BA/3KH300OBB | BA/3K-H300-O-BB | 3% OSA RH 4/20MA XMTR BAPI BOX W/T 3K THMS |  | https://bapisensors.sharepoint.com/sites/BAPIMediaLibrary/Shared%20Documents/Product%20Images/OA_Humid_BB_300pix-2.png | https://bapisensors.sharepoint.com/sites/BAPIMediaLibrary/Shared%20Documents/Datasheets/Outside_Air_humid_NoPrice-v17.pdf | https://bapisensors.sharepoint.com/sites/BAPIMediaLibrary/Shared%20Documents/Instructions/49483_ins_duct_OSA_humidity.pdf
BA/H300OBB2 | BA/H300OBB2 | 3% OSA RH 4/20MA XMTR BAPI BOX2 |  |  | https://bapisensors.sharepoint.com/sites/BAPIMediaLibrary/Shared%20Documents/Datasheets/Outside_Air_humid_NoPrice-v17.pdf | https://bapisensors.sharepoint.com/sites/BAPIMediaLibrary/Shared%20Documents/Instructions/49483_ins_duct_OSA_humidity.pdf
BA/10K2H300OBB2 | BA/10K2H300OBB2 | 3% OSA RH 4/20MA XMTR BAPI BOX2 10K OHM 2 THMS |  |  | https://bapisensors.sharepoint.com/sites/BAPIMediaLibrary/Shared%20Documents/Datasheets/Outside_Air_humid_NoPrice-v17.pdf | https://bapisensors.sharepoint.com/sites/BAPIMediaLibrary/Shared%20Documents/Instructions/49483_ins_duct_OSA_humidity.pdf
BA/10K3H300OBB2 | BA/10K3H300OBB2 | 3% OSA RH 4/20MA XMTR BAPI BOX2 10K OHM 3 THMS |  |  | https://bapisensors.sharepoint.com/sites/BAPIMediaLibrary/Shared%20Documents/Datasheets/Outside_Air_humid_NoPrice-v17.pdf | https://bapisensors.sharepoint.com/sites/BAPIMediaLibrary/Shared%20Documents/Instructions/49483_ins_duct_OSA_humidity.pdf
BA/1K7H300OBB2 | BA/1K7H300OBB2 | 3% OSA RH 4/20MA XMTR BAPI BOX2 1K OHM 375 RTD |  |  | https://bapisensors.sharepoint.com/sites/BAPIMediaLibrary/Shared%20Documents/Datasheets/Outside_Air_humid_NoPrice-v17.pdf | https://bapisensors.sharepoint.com/sites/BAPIMediaLibrary/Shared%20Documents/Instructions/49483_ins_duct_OSA_humidity.pdf
BA/1KH300OBB2 | BA/1KH300OBB2 | 3% OSA RH 4/20MA XMTR BAPI BOX2 1K OHM 385 RTD |  |  | https://bapisensors.sharepoint.com/sites/BAPIMediaLibrary/Shared%20Documents/Datasheets/Outside_Air_humid_NoPrice-v17.pdf | https://bapisensors.sharepoint.com/sites/BAPIMediaLibrary/Shared%20Documents/Instructions/49483_ins_duct_OSA_humidity.pdf
BA/H300OWP | BA/H300OWP | 3% OSA RH 4/20MA XMTR WTHRPRF |  |  | https://bapisensors.sharepoint.com/sites/BAPIMediaLibrary/Shared%20Documents/Datasheets/Outside_Air_humid_NoPrice-v17.pdf | https://bapisensors.sharepoint.com/sites/BAPIMediaLibrary/Shared%20Documents/Instructions/49483_ins_duct_OSA_humidity.pdf
BA/1KNIH300OWP | BA/1K[NI]-H300-O-WP | 3% OSA RH 4/20MA XMTR WTHRPRF 1K NICKEL RTD |  |  | https://bapisensors.sharepoint.com/sites/BAPIMediaLibrary/Shared%20Documents/Datasheets/Outside_Air_humid_NoPrice-v17.pdf | https://bapisensors.sharepoint.com/sites/BAPIMediaLibrary/Shared%20Documents/Instructions/49483_ins_duct_OSA_humidity.pdf
BA/1K375H300OWP | BA/1K375H300OWP | 3% OSA RH 4/20MA XMTR WTHRPRF 1K OHM 375 RTD |  |  | https://bapisensors.sharepoint.com/sites/BAPIMediaLibrary/Shared%20Documents/Datasheets/Outside_Air_humid_NoPrice-v17.pdf | https://bapisensors.sharepoint.com/sites/BAPIMediaLibrary/Shared%20Documents/Instructions/49483_ins_duct_OSA_humidity.pdf
BA/1KH300OWP | BA/1KH300OWP | 3% OSA RH 4/20MA XMTR WTHRPRF 1K OHM 385 RTD |  |  | https://bapisensors.sharepoint.com/sites/BAPIMediaLibrary/Shared%20Documents/Datasheets/Outside_Air_humid_NoPrice-v17.pdf | https://bapisensors.sharepoint.com/sites/BAPIMediaLibrary/Shared%20Documents/Instructions/49483_ins_duct_OSA_humidity.pdf
BA10K311H300OWP | BA/10K-3[11K]-H300-O-WP | 3% RH OSA 4/20MA ALUM BOX 10K-3 THMS 11K SHUNT |  |  | https://bapisensors.sharepoint.com/sites/BAPIMediaLibrary/Shared%20Documents/Datasheets/Outside_Air_humid_NoPrice-v17.pdf | https://bapisensors.sharepoint.com/sites/BAPIMediaLibrary/Shared%20Documents/Instructions/49483_ins_duct_OSA_humidity.pdf
BA10K311H300OBB | BA/10K-3[11K]-H300-O-BB2 | 3% RH OSA 4/20MA BAPI BOX 10K-3 THMS 11K SHUNT |  |  | https://bapisensors.sharepoint.com/sites/BAPIMediaLibrary/Shared%20Documents/Datasheets/Outside_Air_humid_NoPrice-v17.pdf | https://bapisensors.sharepoint.com/sites/BAPIMediaLibrary/Shared%20Documents/Instructions/49483_ins_duct_OSA_humidity.pdf
BA/10K311KH3DWP | BA/10K-3[11K]-H300-D-WP | 3% RH W/TEMP 10K-311K THMS DUCT ALUM BOX |  | https://bapisensors.sharepoint.com/sites/BAPIMediaLibrary/Shared%20Documents/Product%20Images/WP_DuctHum.png | https://bapisensors.sharepoint.com/sites/BAPIMediaLibrary/Shared%20Documents/Datasheets/Duct_Units_humid_NoPrice-v17.pdf | https://bapisensors.sharepoint.com/sites/BAPIMediaLibrary/Shared%20Documents/Instructions/49483_ins_duct_OSA_humidity.pdf
BA/10K311KH300D | BA/10K-3[11K]-H300-D-BB | 3% RH W/TEMP 10K-311K THMS DUCT BAPI BOX |  |  | https://bapisensors.sharepoint.com/sites/BAPIMediaLibrary/Shared%20Documents/Datasheets/Duct_Units_humid_NoPrice-v17.pdf | https://bapisensors.sharepoint.com/sites/BAPIMediaLibrary/Shared%20Documents/Instructions/49483_ins_duct_OSA_humidity.pdf
BA/10K311KH3OBB | BA/10K-3[11K]-H300-O-BB | 3% RH W/TEMP 10K-311K THMS OSA BAPI BOX |  | https://bapisensors.sharepoint.com/sites/BAPIMediaLibrary/Shared%20Documents/Product%20Images/OA_Humid_BB_300pix-2.png | https://bapisensors.sharepoint.com/sites/BAPIMediaLibrary/Shared%20Documents/Datasheets/Outside_Air_humid_NoPrice-v17.pdf | https://bapisensors.sharepoint.com/sites/BAPIMediaLibrary/Shared%20Documents/Instructions/49483_ins_duct_OSA_humidity.pdf
BA/LI14505 | BA/LI14505 | 3.6V LITHIUM BATTERY |  | https://bapisensors.sharepoint.com/sites/BAPIMediaLibrary/Shared%20Documents/Product%20Images/Wireless_BLE_Battery_LI14505.png | https://bapisensors.sharepoint.com/sites/BAPIMediaLibrary/Shared%20Documents/Datasheets/Wireless_BLE_Replacement_Batteries_NoPrice.pdf
BA/VC350A-ADJ | BA/VC350A-ADJ | 350 MA VOLTAGE CONV ADJ OUTPUT TRACK MOUNTABLE |  |  | https://bapisensors.sharepoint.com/sites/BAPIMediaLibrary/Shared%20Documents/Datasheets/VC350A_NoPrice.pdf | https://bapisensors.sharepoint.com/sites/BAPIMediaLibrary/Shared%20Documents/Instructions/26655_ins_VC_EZ.pdf
BA/VC350A-ADJ-T | BA/VC350A-ADJ-TRK | 350 MA VOLTAGE CONV ADJ OUTPUT WITH SNAP TRACK |  |  | https://bapisensors.sharepoint.com/sites/BAPIMediaLibrary/Shared%20Documents/Datasheets/VC350A_NoPrice.pdf | https://bapisensors.sharepoint.com/sites/BAPIMediaLibrary/Shared%20Documents/Instructions/26655_ins_VC_EZ.pdf
BA/VC350A-EZ-ADJ | BA/VC350A-EZ-ADJ | 350 MA VOLTAGE CONV EZ HOUSING ADJ OUTPUT |  | https://bapisensors.sharepoint.com/sites/BAPIMediaLibrary/Shared%20Documents/Product%20Images/VC_350A_EZ-Blue.png | https://bapisensors.sharepoint.com/sites/BAPIMediaLibrary/Shared%20Documents/Datasheets/VC350A_EZ_NoPrice.pdf | https://bapisensors.sharepoint.com/sites/BAPIMediaLibrary/Shared%20Documents/Instructions/26655_ins_VC_EZ.pdf
BA/VC350A-15 | BA/VC350A-15 | 350MA AC TO DC VOLTAGE CONVERTER |  |  | https://bapisensors.sharepoint.com/sites/BAPIMediaLibrary/Shared%20Documents/Datasheets/VC350A_NoPrice.pdf | https://bapisensors.sharepoint.com/sites/BAPIMediaLibrary/Shared%20Documents/Instructions/26655_ins_VC_EZ.pdf
BA/VC350A10 | BA/VC350A-10 | 350MA AC TO DC VOLTAGE CONVERTER 10 VDC |  |  | https://bapisensors.sharepoint.com/sites/BAPIMediaLibrary/Shared%20Documents/Datasheets/VC350A_NoPrice.pdf | https://bapisensors.sharepoint.com/sites/BAPIMediaLibrary/Shared%20Documents/Instructions/26655_ins_VC_EZ.pdf
BA/VC350A12 | BA/VC350A-12 | 350MA AC TO DC VOLTAGE CONVERTER 12 VDC |  |  | https://bapisensors.sharepoint.com/sites/BAPIMediaLibrary/Shared%20Documents/Datasheets/VC350A_NoPrice.pdf | https://bapisensors.sharepoint.com/sites/BAPIMediaLibrary/Shared%20Documents/Instructions/26655_ins_VC_EZ.pdf
BA/VC350A5 | BA/VC350A-5 | 350MA AC TO DC VOLTAGE CONVERTER 5 VDC |  |  | https://bapisensors.sharepoint.com/sites/BAPIMediaLibrary/Shared%20Documents/Datasheets/VC350A_NoPrice.pdf | https://bapisensors.sharepoint.com/sites/BAPIMediaLibrary/Shared%20Documents/Instructions/26655_ins_VC_EZ.pdf
BA/VC350AEZ10 | BA/VC350A-EZ-10 | 350MA AC TO DC VOLTAGE CONVERTER EZ HOUSING 10 VDC |  | https://bapisensors.sharepoint.com/sites/BAPIMediaLibrary/Shared%20Documents/Product%20Images/VC_350A_EZ-Blue.png | https://bapisensors.sharepoint.com/sites/BAPIMediaLibrary/Shared%20Documents/Datasheets/VC350A_EZ_NoPrice.pdf | https://bapisensors.sharepoint.com/sites/BAPIMediaLibrary/Shared%20Documents/Instructions/26655_ins_VC_EZ.pdf
BA/VC350AEZ12 | BA/VC350A-EZ-12 | 350MA AC TO DC VOLTAGE CONVERTER EZ HOUSING 12 VDC |  | https://bapisensors.sharepoint.com/sites/BAPIMediaLibrary/Shared%20Documents/Product%20Images/VC_350A_EZ-Blue.png | https://bapisensors.sharepoint.com/sites/BAPIMediaLibrary/Shared%20Documents/Datasheets/VC350A_EZ_NoPrice.pdf | https://bapisensors.sharepoint.com/sites/BAPIMediaLibrary/Shared%20Documents/Instructions/26655_ins_VC_EZ.pdf
BA/VC350AEZ15 | BA/VC350A-EZ-15 | 350MA AC TO DC VOLTAGE CONVERTER EZ HOUSING 15 VDC |  | https://bapisensors.sharepoint.com/sites/BAPIMediaLibrary/Shared%20Documents/Product%20Images/VC_350A_EZ-Blue.png | https://bapisensors.sharepoint.com/sites/BAPIMediaLibrary/Shared%20Documents/Datasheets/VC350A_EZ_NoPrice.pdf | https://bapisensors.sharepoint.com/sites/BAPIMediaLibrary/Shared%20Documents/Instructions/26655_ins_VC_EZ.pdf
BA/VC350AEZ5 | BA/VC350A-EZ-5 | 350MA AC TO DC VOLTAGE CONVERTER EZ HOUSING 5 VDC |  | https://bapisensors.sharepoint.com/sites/BAPIMediaLibrary/Shared%20Documents/Product%20Images/VC_350A_EZ-Blue.png | https://bapisensors.sharepoint.com/sites/BAPIMediaLibrary/Shared%20Documents/Datasheets/VC350A_EZ_NoPrice.pdf | https://bapisensors.sharepoint.com/sites/BAPIMediaLibrary/Shared%20Documents/Instructions/26655_ins_VC_EZ.pdf
BA/VC350A10TRK | BA/VC350A-10-TRK | 350MA AC TO DC VOLTAGE CONVERTER TRACK 10 VDC |  |  | https://bapisensors.sharepoint.com/sites/BAPIMediaLibrary/Shared%20Documents/Datasheets/VC350A_NoPrice.pdf | https://bapisensors.sharepoint.com/sites/BAPIMediaLibrary/Shared%20Documents/Instructions/26655_ins_VC_EZ.pdf
BA/VC350A12TRK | BA/VC350A-12-TRK | 350MA AC TO DC VOLTAGE CONVERTER TRACK 12 VDC |  |  | https://bapisensors.sharepoint.com/sites/BAPIMediaLibrary/Shared%20Documents/Datasheets/VC350A_NoPrice.pdf | https://bapisensors.sharepoint.com/sites/BAPIMediaLibrary/Shared%20Documents/Instructions/26655_ins_VC_EZ.pdf
BA/VC350A15TRK | BA/VC350A-15-TRK | 350MA AC TO DC VOLTAGE CONVERTER TRACK 15 VDC |  |  | https://bapisensors.sharepoint.com/sites/BAPIMediaLibrary/Shared%20Documents/Datasheets/VC350A_NoPrice.pdf | https://bapisensors.sharepoint.com/sites/BAPIMediaLibrary/Shared%20Documents/Instructions/26655_ins_VC_EZ.pdf
BA/VC350A5TRK | BA/VC350A-5-TRK | 350MA AC TO DC VOLTAGE CONVERTER TRACK 5 VDC |  |  | https://bapisensors.sharepoint.com/sites/BAPIMediaLibrary/Shared%20Documents/Datasheets/VC350A_NoPrice.pdf | https://bapisensors.sharepoint.com/sites/BAPIMediaLibrary/Shared%20Documents/Instructions/26655_ins_VC_EZ.pdf
BA/ADP-5353-CDW | BA/ADP-5353-CDW | ADAPTER PLATES |  | https://bapisensors.sharepoint.com/sites/BAPIMediaLibrary/Shared%20Documents/Product%20Images/53-53-CDW.png | https://bapisensors.sharepoint.com/sites/BAPIMediaLibrary/Shared%20Documents/Datasheets/Adaptor_Plates_NoPrice.pdf | https://bapisensors.sharepoint.com/sites/BAPIMediaLibrary/Shared%20Documents/Instructions/10488_ins_adapter_plate.pdf
BA/ADP3755CDW | BA/ADP-37-55-CDW | ADAPTOR PLATE 3.75INX5.5IN CLOUD WHT |  | https://bapisensors.sharepoint.com/sites/BAPIMediaLibrary/Shared%20Documents/Product%20Images/37-55-CDW.png | https://bapisensors.sharepoint.com/sites/BAPIMediaLibrary/Shared%20Documents/Datasheets/Adaptor_Plates_NoPrice.pdf | https://bapisensors.sharepoint.com/sites/BAPIMediaLibrary/Shared%20Documents/Instructions/10488_ins_adapter_plate.pdf
BA/ADP5353WMW | BA/ADP-53-53-WMW | ADAPTOR PLATE 5.3INX5.3IN BEIGE |  | https://bapisensors.sharepoint.com/sites/BAPIMediaLibrary/Shared%20Documents/Product%20Images/53-53-WMW.png | https://bapisensors.sharepoint.com/sites/BAPIMediaLibrary/Shared%20Documents/Datasheets/Adaptor_Plates_NoPrice.pdf | https://bapisensors.sharepoint.com/sites/BAPIMediaLibrary/Shared%20Documents/Instructions/10488_ins_adapter_plate.pdf
BA/ADP5353OFW | BA/ADP-53-53-OFW | ADAPTOR PLATE 5.3INX5.3IN OFF WHT |  | https://bapisensors.sharepoint.com/sites/BAPIMediaLibrary/Shared%20Documents/Product%20Images/53-53-OFW.png | https://bapisensors.sharepoint.com/sites/BAPIMediaLibrary/Shared%20Documents/Datasheets/Adaptor_Plates_NoPrice.pdf | https://bapisensors.sharepoint.com/sites/BAPIMediaLibrary/Shared%20Documents/Instructions/10488_ins_adapter_plate.pdf
ZPS-LR-EZ-NT-IN | ZPS-LR-EZ-NT-IN | AIR DIFF PRESS XMTR, FIXED, +/-0.25%, FLD SEL OUT, FLD SEL RANGE, LCD, WALL |  |  | https://bapisensors.sharepoint.com/sites/BAPIMediaLibrary/Shared%20Documents/Datasheets/ZPS_EZ_NoPrice-v17.pdf | https://bapisensors.sharepoint.com/sites/BAPIMediaLibrary/Shared%20Documents/Instructions/49583_ins_EZPS_Low_Range.pdf
ZPS20SR75EZSTD | ZPS-20-SR75-EZ-ST | AIR DIFF PRESS XMTR, FIXED, +/-0.50%, 4-20 MA, 0-5.00" WC, LCD, WALL, DIN RAIL |  |  | https://bapisensors.sharepoint.com/sites/BAPIMediaLibrary/Shared%20Documents/Datasheets/ZPS_EZ_NoPrice-v17.pdf | https://bapisensors.sharepoint.com/sites/BAPIMediaLibrary/Shared%20Documents/Instructions/49584_ins_EZPS_Standard_Range.pdf
ZPS-SR-EZ-NT-IN | ZPS-SR-EZ-NT-IN | AIR DIFF PRESS XMTR, FIXED, +/-0.50%, FLD SEL OUT, FLD SEL RANGE, LCD, WALL |  |  | https://bapisensors.sharepoint.com/sites/BAPIMediaLibrary/Shared%20Documents/Datasheets/ZPS_EZ_NoPrice-v17.pdf | https://bapisensors.sharepoint.com/sites/BAPIMediaLibrary/Shared%20Documents/Instructions/49584_ins_EZPS_Standard_Range.pdf
BA/ZPM-SR-NT-D | BA/ZPM-SR-NT-D | AIR DIFF PRESS XMTR, MULTI, +/- 0.25%, FLD SEL, +/- 5.00 |  |  | https://bapisensors.sharepoint.com/sites/BAPIMediaLibrary/Shared%20Documents/Datasheets/ZPM_Pressure_NoPrice-v17.pdf | https://bapisensors.sharepoint.com/sites/BAPIMediaLibrary/Shared%20Documents/Instructions/38592_ins_ZPM_SR.pdf
BA/ZPM-HR-AT-D | BA/ZPM-HR-AT-D | AIR DIFF PRESS XMTR, MULTI, +/-0.25%, FLD SEL, +/-30.00" WC, LCD |  |  | https://bapisensors.sharepoint.com/sites/BAPIMediaLibrary/Shared%20Documents/Datasheets/ZPM_Pressure_NoPrice-v17.pdf | https://bapisensors.sharepoint.com/sites/BAPIMediaLibrary/Shared%20Documents/Instructions/38927_ins_ZPM_HR.pdf
BA/ZPM-HR-NT-D | BA/ZPM-HR-NT-D | AIR DIFF PRESS XMTR, MULTI, +/-0.25%, FLD SEL, +/-30.00" WC, LCD |  |  | https://bapisensors.sharepoint.com/sites/BAPIMediaLibrary/Shared%20Documents/Datasheets/ZPM_Pressure_NoPrice-v17.pdf | https://bapisensors.sharepoint.com/sites/BAPIMediaLibrary/Shared%20Documents/Instructions/38927_ins_ZPM_HR.pdf
BA/ZPM-HR-ST-D | BA/ZPM-HR-ST-D | AIR DIFF PRESS XMTR, MULTI, +/-0.25%, FLD SEL, +/-30.00" WC, LCD |  |  | https://bapisensors.sharepoint.com/sites/BAPIMediaLibrary/Shared%20Documents/Datasheets/ZPM_Pressure_NoPrice-v17.pdf | https://bapisensors.sharepoint.com/sites/BAPIMediaLibrary/Shared%20Documents/Instructions/38927_ins_ZPM_HR.pdf
BA/ZPM-HR-AT-ND | BA/ZPM-HR-AT-ND | AIR DIFF PRESS XMTR, MULTI, +/-0.25%, FLD SEL, +/-30.00" WC, NO LCD |  |  | https://bapisensors.sharepoint.com/sites/BAPIMediaLibrary/Shared%20Documents/Datasheets/ZPM_Pressure_NoPrice-v17.pdf | https://bapisensors.sharepoint.com/sites/BAPIMediaLibrary/Shared%20Documents/Instructions/38927_ins_ZPM_HR.pdf
BA/ZPM-HR-NT-ND | BA/ZPM-HR-NT-ND | AIR DIFF PRESS XMTR, MULTI, +/-0.25%, FLD SEL, +/-30.00" WC, NO LCD |  |  | https://bapisensors.sharepoint.com/sites/BAPIMediaLibrary/Shared%20Documents/Datasheets/ZPM_Pressure_NoPrice-v17.pdf | https://bapisensors.sharepoint.com/sites/BAPIMediaLibrary/Shared%20Documents/Instructions/38927_ins_ZPM_HR.pdf
BA/ZPM-HR-ST-ND | BA/ZPM-HR-ST-ND | AIR DIFF PRESS XMTR, MULTI, +/-0.25%, FLD SEL, +/-30.00" WC, NO LCD |  |  | https://bapisensors.sharepoint.com/sites/BAPIMediaLibrary/Shared%20Documents/Datasheets/ZPM_Pressure_NoPrice-v17.pdf | https://bapisensors.sharepoint.com/sites/BAPIMediaLibrary/Shared%20Documents/Instructions/38927_ins_ZPM_HR.pdf
BA/ZPM-SR-AT-D | BA/ZPM-SR-AT-D | AIR DIFF PRESS XMTR, MULTI, +/-0.25%, FLD SEL, +/-5.00" WC, LCD |  |  | https://bapisensors.sharepoint.com/sites/BAPIMediaLibrary/Shared%20Documents/Datasheets/ZPM_Pressure_NoPrice-v17.pdf | https://bapisensors.sharepoint.com/sites/BAPIMediaLibrary/Shared%20Documents/Instructions/38592_ins_ZPM_SR.pdf
BA/ZPM-SR-ST-D | BA/ZPM-SR-ST-D | AIR DIFF PRESS XMTR, MULTI, +/-0.25%, FLD SEL, +/-5.00" WC, LCD |  |  | https://bapisensors.sharepoint.com/sites/BAPIMediaLibrary/Shared%20Documents/Datasheets/ZPM_Pressure_NoPrice-v17.pdf | https://bapisensors.sharepoint.com/sites/BAPIMediaLibrary/Shared%20Documents/Instructions/38592_ins_ZPM_SR.pdf
BA/ZPM-SR-AT-ND | BA/ZPM-SR-AT-ND | AIR DIFF PRESS XMTR, MULTI, +/-0.25%, FLD SEL, +/-5.00" WC, NO LCD |  |  | https://bapisensors.sharepoint.com/sites/BAPIMediaLibrary/Shared%20Documents/Datasheets/ZPM_Pressure_NoPrice-v17.pdf | https://bapisensors.sharepoint.com/sites/BAPIMediaLibrary/Shared%20Documents/Instructions/38592_ins_ZPM_SR.pdf
BA/ZPM-SR-NT-ND | BA/ZPM-SR-NT-ND | AIR DIFF PRESS XMTR, MULTI, +/-0.25%, FLD SEL, +/-5.00" WC, NO LCD |  |  | https://bapisensors.sharepoint.com/sites/BAPIMediaLibrary/Shared%20Documents/Datasheets/ZPM_Pressure_NoPrice-v17.pdf | https://bapisensors.sharepoint.com/sites/BAPIMediaLibrary/Shared%20Documents/Instructions/38592_ins_ZPM_SR.pdf
BA/ZPM-SR-ST-ND | BA/ZPM-SR-ST-ND | AIR DIFF PRESS XMTR, MULTI, +/-0.25%, FLD SEL, +/-5.00" WC, NO LCD |  |  | https://bapisensors.sharepoint.com/sites/BAPIMediaLibrary/Shared%20Documents/Datasheets/ZPM_Pressure_NoPrice-v17.pdf | https://bapisensors.sharepoint.com/sites/BAPIMediaLibrary/Shared%20Documents/Instructions/38592_ins_ZPM_SR.pdf
BA/ZPM-LR-AT-D | BA/ZPM-LR-AT-D | AIR DIFF PRESS XMTR, MULTI, +/-0.50%, FLD SEL, +/-1.00" WC, LCD |  |  | https://bapisensors.sharepoint.com/sites/BAPIMediaLibrary/Shared%20Documents/Datasheets/ZPM_Pressure_NoPrice-v17.pdf | https://bapisensors.sharepoint.com/sites/BAPIMediaLibrary/Shared%20Documents/Instructions/38926_ins_ZPM_LR.pdf
BA/ZPM-LR-NT-D | BA/ZPM-LR-NT-D | AIR DIFF PRESS XMTR, MULTI, +/-0.50%, FLD SEL, +/-1.00" WC, LCD |  |  | https://bapisensors.sharepoint.com/sites/BAPIMediaLibrary/Shared%20Documents/Datasheets/ZPM_Pressure_NoPrice-v17.pdf | https://bapisensors.sharepoint.com/sites/BAPIMediaLibrary/Shared%20Documents/Instructions/38926_ins_ZPM_LR.pdf
BA/ZPM-LR-ST-D | BA/ZPM-LR-ST-D | AIR DIFF PRESS XMTR, MULTI, +/-0.50%, FLD SEL, +/-1.00" WC, LCD |  |  | https://bapisensors.sharepoint.com/sites/BAPIMediaLibrary/Shared%20Documents/Datasheets/ZPM_Pressure_NoPrice-v17.pdf | https://bapisensors.sharepoint.com/sites/BAPIMediaLibrary/Shared%20Documents/Instructions/38926_ins_ZPM_LR.pdf
BA/ZPM-LR-AT-ND | BA/ZPM-LR-AT-ND | AIR DIFF PRESS XMTR, MULTI, +/-0.50%, FLD SEL, +/-1.00" WC, NO LCD |  |  | https://bapisensors.sharepoint.com/sites/BAPIMediaLibrary/Shared%20Documents/Datasheets/ZPM_Pressure_NoPrice-v17.pdf | https://bapisensors.sharepoint.com/sites/BAPIMediaLibrary/Shared%20Documents/Instructions/38926_ins_ZPM_LR.pdf
BA/ZPM-LR-NT-ND | BA/ZPM-LR-NT-ND | AIR DIFF PRESS XMTR, MULTI, +/-0.50%, FLD SEL, +/-1.00" WC, NO LCD |  |  | https://bapisensors.sharepoint.com/sites/BAPIMediaLibrary/Shared%20Documents/Datasheets/ZPM_Pressure_NoPrice-v17.pdf | https://bapisensors.sharepoint.com/sites/BAPIMediaLibrary/Shared%20Documents/Instructions/38926_ins_ZPM_LR.pdf
BA/ZPM-LR-ST-ND | BA/ZPM-LR-ST-ND | AIR DIFF PRESS XMTR, MULTI, +/-0.50%, FLD SEL, +/-1.00" WC, NO LCD |  |  | https://bapisensors.sharepoint.com/sites/BAPIMediaLibrary/Shared%20Documents/Datasheets/ZPM_Pressure_NoPrice-v17.pdf | https://bapisensors.sharepoint.com/sites/BAPIMediaLibrary/Shared%20Documents/Instructions/38926_ins_ZPM_LR.pdf
BA/T1K0TO130FA100BB2TS | BA/T1K0TO130FA100BB2TS | ALUMINUM AVG SENSOR, 1K OHM RTD, 0-130F, 100FT, ENCL, TERMINAL STRIP TERMINALS FOR RTD |  | https://bapisensors.sharepoint.com/sites/BAPIMediaLibrary/Shared%20Documents/Product%20Images/Duct-Avg-BB2-2020.png | https://bapisensors.sharepoint.com/sites/BAPIMediaLibrary/Shared%20Documents/Datasheets/Duct_Avg_temp_NoPrice-v17.pdf | https://bapisensors.sharepoint.com/sites/BAPIMediaLibrary/Shared%20Documents/Instructions/20914_ins_DuctAvgFlex_Active.pdf
BA/T1K0TO130FA100BB2TS5PTNIST | BA/T1K0TO130FA100BB2TS5PTNIST | ALUMINUM AVG SENSOR, 1K OHM RTD, 0-130F, 100FT, ENCL, TERMINAL STRIP TERMINALS FOR RTD |  | https://bapisensors.sharepoint.com/sites/BAPIMediaLibrary/Shared%20Documents/Product%20Images/Duct-Avg-BB2-2020.png | https://bapisensors.sharepoint.com/sites/BAPIMediaLibrary/Shared%20Documents/Datasheets/Duct_Avg_temp_NoPrice-v17.pdf | https://bapisensors.sharepoint.com/sites/BAPIMediaLibrary/Shared%20Documents/Instructions/20914_ins_DuctAvgFlex_Active.pdf
BA/T1K0TO130FA24BB2TS | BA/T1K0TO130FA24BB2TS | ALUMINUM AVG SENSOR, 1K OHM RTD, 0-130F, 24FT, ENCL, TERMINAL STRIP TERMINALS FOR RTD |  | https://bapisensors.sharepoint.com/sites/BAPIMediaLibrary/Shared%20Documents/Product%20Images/Duct-Avg-BB2-2020.png | https://bapisensors.sharepoint.com/sites/BAPIMediaLibrary/Shared%20Documents/Datasheets/Duct_Avg_temp_NoPrice-v17.pdf | https://bapisensors.sharepoint.com/sites/BAPIMediaLibrary/Shared%20Documents/Instructions/20914_ins_DuctAvgFlex_Active.pdf
BA/T1K0TO130FA24BB2TS5PTNIST | BA/T1K0TO130FA24BB2TS5PTNIST | ALUMINUM AVG SENSOR, 1K OHM RTD, 0-130F, 24FT, ENCL, TERMINAL STRIP TERMINALS FOR RTD |  | https://bapisensors.sharepoint.com/sites/BAPIMediaLibrary/Shared%20Documents/Product%20Images/Duct-Avg-BB2-2020.png | https://bapisensors.sharepoint.com/sites/BAPIMediaLibrary/Shared%20Documents/Datasheets/Duct_Avg_temp_NoPrice-v17.pdf | https://bapisensors.sharepoint.com/sites/BAPIMediaLibrary/Shared%20Documents/Instructions/20914_ins_DuctAvgFlex_Active.pdf
BA/T1K0TO130FA50BB2TS | BA/T1K0TO130FA50BB2TS | ALUMINUM AVG SENSOR, 1K OHM RTD, 0-130F, 50FT, ENCL, TERMINAL STRIP TERMINALS FOR RTD |  | https://bapisensors.sharepoint.com/sites/BAPIMediaLibrary/Shared%20Documents/Product%20Images/Duct-Avg-BB2-2020.png | https://bapisensors.sharepoint.com/sites/BAPIMediaLibrary/Shared%20Documents/Datasheets/Duct_Avg_temp_NoPrice-v17.pdf | https://bapisensors.sharepoint.com/sites/BAPIMediaLibrary/Shared%20Documents/Instructions/20914_ins_DuctAvgFlex_Active.pdf
BA/T1K0TO130FA50BB2TS5PTNIST | BA/T1K0TO130FA50BB2TS5PTNIST | ALUMINUM AVG SENSOR, 1K OHM RTD, 0-130F, 50FT, ENCL, TERMINAL STRIP TERMINALS FOR RTD |  | https://bapisensors.sharepoint.com/sites/BAPIMediaLibrary/Shared%20Documents/Product%20Images/Duct-Avg-BB2-2020.png | https://bapisensors.sharepoint.com/sites/BAPIMediaLibrary/Shared%20Documents/Datasheets/Duct_Avg_temp_NoPrice-v17.pdf | https://bapisensors.sharepoint.com/sites/BAPIMediaLibrary/Shared%20Documents/Instructions/20914_ins_DuctAvgFlex_Active.pdf
BA/ADP3755OFW | BA/ADP-37-55-OFW | BACKPLATE -OFFWHITE |  | https://bapisensors.sharepoint.com/sites/BAPIMediaLibrary/Shared%20Documents/Product%20Images/37-55-OFW.png | https://bapisensors.sharepoint.com/sites/BAPIMediaLibrary/Shared%20Documents/Datasheets/Adaptor_Plates_NoPrice.pdf | https://bapisensors.sharepoint.com/sites/BAPIMediaLibrary/Shared%20Documents/Instructions/10488_ins_adapter_plate.pdf
BA/HQPF-0H-X-X-X | BA/HQPF-0H-X-X-X | BAPI-STAT QUANTUM PRIME |  | https://bapisensors.sharepoint.com/sites/BAPIMediaLibrary/Shared%20Documents/Product%20Images/Quantum_Prime_TH_Display.png | https://bapisensors.sharepoint.com/sites/BAPIMediaLibrary/Shared%20Documents/Datasheets/BS_Quantum_Prime_Temp-v17.pdf | https://bapisensors.sharepoint.com/sites/BAPIMediaLibrary/Shared%20Documents/Instructions/41148_ins_quantum_prime_hum.pdf
BA/HQF-B-A-X-XX-X | BA/HQF-B-A-X-XX-X | BAPI-STAT QUANTUM, ROOM, 2 % RH, 10K2,4-20 MA OUT, W/ DISPLAY |  | https://bapisensors.sharepoint.com/sites/BAPIMediaLibrary/Shared%20Documents/Product%20Images/Quantum_Temp_Display_300pix.png | https://bapisensors.sharepoint.com/sites/BAPIMediaLibrary/Shared%20Documents/Datasheets/BS_Quantum_Humid_NoPrice-v17.pdf | https://bapisensors.sharepoint.com/sites/BAPIMediaLibrary/Shared%20Documents/Instructions/41147_ins_quantum_hum.pdf
BA/HQX-C-C-X-XX-X | BA/HQX-C-C-X-XX-X | BAPI-STAT QUANTUM, ROOM, 10K-3 THERMISTOR, NO DISPLAY |  |  | https://bapisensors.sharepoint.com/sites/BAPIMediaLibrary/Shared%20Documents/Datasheets/BS_Quantum_Humid_NoPrice-v17.pdf | https://bapisensors.sharepoint.com/sites/BAPIMediaLibrary/Shared%20Documents/Instructions/41147_ins_quantum_hum.pdf
BA/HQX-B-A-X-XX-X | BA/HQX-B-A-X-XX-X | BAPI-STAT QUANTUM, ROOM, 2 % RH, 10K2,4-20 MA OUT, NO DISPLAY |  |  | https://bapisensors.sharepoint.com/sites/BAPIMediaLibrary/Shared%20Documents/Datasheets/BS_Quantum_Humid_NoPrice-v17.pdf | https://bapisensors.sharepoint.com/sites/BAPIMediaLibrary/Shared%20Documents/Instructions/41147_ins_quantum_hum.pdf
BA/CLN-CUT-50 | BA/CLN-CUT-50 | BB/BB2 CLEAN CUT KNOCKOUT CUTTING TOOL |  |  | https://bapisensors.sharepoint.com/sites/BAPIMediaLibrary/Shared%20Documents/Datasheets/cleancut_NoPrice.pdf | https://bapisensors.sharepoint.com/sites/BAPIMediaLibrary/Shared%20Documents/Instructions/24165_ins_CLN-CUT.pdf
BA/BT-DPLR | BA/BT-DPLR | BLUE-TEST DIFFERENTIAL PRESSURE, LOW RANGE, -1 TO +1 WC |  |  | https://bapisensors.sharepoint.com/sites/BAPIMediaLibrary/Shared%20Documents/Datasheets/BluTest_Probe_NoPrice-v17.pdf | https://bapisensors.sharepoint.com/sites/BAPIMediaLibrary/Shared%20Documents/Instructions/41521_BluTest_G2_ins.pdf
BA/BT-HVAC-BUNDLE | BA/BT-HVAC-BUNDLE | BLU-TEST DIFFERENTIAL PRESSURE, ALL SIX TOOLS IN B |  |  | https://bapisensors.sharepoint.com/sites/BAPIMediaLibrary/Shared%20Documents/Datasheets/BluTest_Probe_NoPrice-v17.pdf | https://bapisensors.sharepoint.com/sites/BAPIMediaLibrary/Shared%20Documents/Instructions/41521_BluTest_G2_ins.pdf
BA/BT-DPSR | BA/BT-DPSR | BLU-TEST DIFFERENTIAL PRESSURE, STANDARD RANGE, -5 TO +5 WC |  |  | https://bapisensors.sharepoint.com/sites/BAPIMediaLibrary/Shared%20Documents/Datasheets/BluTest_Probe_NoPrice-v17.pdf | https://bapisensors.sharepoint.com/sites/BAPIMediaLibrary/Shared%20Documents/Instructions/41521_BluTest_G2_ins.pdf
BA/BT-TH | BA/BT-TH | BLU-TEST TEMP/HUMIDITY PROBE, 8" LENGTH |  |  | https://bapisensors.sharepoint.com/sites/BAPIMediaLibrary/Shared%20Documents/Datasheets/BluTest_Probe_NoPrice-v17.pdf | https://bapisensors.sharepoint.com/sites/BAPIMediaLibrary/Shared%20Documents/Instructions/41521_BluTest_G2_ins.pdf
BA/BT-TB | BA/BT-TB | BLU-TEST TEMPERATURE PROBE, 9.5" LENGTH, 1/4 DIAMETER |  |  | https://bapisensors.sharepoint.com/sites/BAPIMediaLibrary/Shared%20Documents/Datasheets/BluTest_Probe_NoPrice-v17.pdf | https://bapisensors.sharepoint.com/sites/BAPIMediaLibrary/Shared%20Documents/Instructions/41521_BluTest_G2_ins.pdf
BA/BT-TP | BA/BT-TP | BLU-TEST TEMPERATURE, 4" LENGTH, PIERCING TIP, 1/8" DIAMETER |  |  | https://bapisensors.sharepoint.com/sites/BAPIMediaLibrary/Shared%20Documents/Datasheets/BluTest_Probe_NoPrice-v17.pdf | https://bapisensors.sharepoint.com/sites/BAPIMediaLibrary/Shared%20Documents/Instructions/41521_BluTest_G2_ins.pdf
BA/BT-TA | BA/BT-TA | BLU-TEST TEMPERATURE, 6" LENGTH, 14/" DIAMETER |  |  | https://bapisensors.sharepoint.com/sites/BAPIMediaLibrary/Shared%20Documents/Datasheets/BluTest_Probe_NoPrice-v17.pdf | https://bapisensors.sharepoint.com/sites/BAPIMediaLibrary/Shared%20Documents/Instructions/41521_BluTest_G2_ins.pdf
BA/BP2 | BA/BP2 | BP2 BACK PLANE 2 POSITION |  |  | https://bapisensors.sharepoint.com/sites/BAPIMediaLibrary/Shared%20Documents/Datasheets/BP4_BP8_ETA_NoPrice.pdf
ZPS-LR-EZ-ST-IN | ZPS-LR-EZ-ST-IN | BUILDING STATIC PRESSURE SENSOR, 4-20MA W/DISPLAY |  |  | https://bapisensors.sharepoint.com/sites/BAPIMediaLibrary/Shared%20Documents/Datasheets/ZPS_EZ_NoPrice-v17.pdf | https://bapisensors.sharepoint.com/sites/BAPIMediaLibrary/Shared%20Documents/Instructions/49583_ins_EZPS_Low_Range.pdf
BA/FPB-50 | BA/FPB-50 | CAPILLARY CLIP 50 PACK |  |  | https://bapisensors.sharepoint.com/sites/BAPIMediaLibrary/Shared%20Documents/Datasheets/FPB_Flexible_Probe_Bracket_NoPrice.pdf | https://bapisensors.sharepoint.com/sites/BAPIMediaLibrary/Shared%20Documents/Instructions/21500_ins_Probe_FPB.pdf
BACLNCUT450 | BACLNCUT450 | CLEAN CUT KNOCK OUT |  |  | https://bapisensors.sharepoint.com/sites/BAPIMediaLibrary/Shared%20Documents/Datasheets/cleancut_NoPrice.pdf | https://bapisensors.sharepoint.com/sites/BAPIMediaLibrary/Shared%20Documents/Instructions/24165_ins_CLN-CUT.pdf
BACLNCUT50 | BACLNCUT50 | CLEAN CUT KNOCK OUT |  |  | https://bapisensors.sharepoint.com/sites/BAPIMediaLibrary/Shared%20Documents/Datasheets/cleancut_NoPrice.pdf | https://bapisensors.sharepoint.com/sites/BAPIMediaLibrary/Shared%20Documents/Instructions/24165_ins_CLN-CUT.pdf
BA/LDT-RR-MB | BA/LDT-RR-MB | CLIPS ROPE SENSOR 25/PKG |  |  | https://bapisensors.sharepoint.com/sites/BAPIMediaLibrary/Shared%20Documents/Datasheets/Water_Leak_RopeSensor_BB_5Amp_NoPrice.pdf | https://bapisensors.sharepoint.com/sites/BAPIMediaLibrary/Shared%20Documents/Instructions/26268_ins_LDT.pdf
BA/ADP525-7-CDW | BA/ADP525-7-CDW | CLOUD WHITE ADAPTOR PLATE |  | https://bapisensors.sharepoint.com/sites/BAPIMediaLibrary/Shared%20Documents/Product%20Images/525-7-CDW.png | https://bapisensors.sharepoint.com/sites/BAPIMediaLibrary/Shared%20Documents/Datasheets/Adaptor_Plates_NoPrice.pdf | https://bapisensors.sharepoint.com/sites/BAPIMediaLibrary/Shared%20Documents/Instructions/10488_ins_adapter_plate.pdf
BA/420CO-3 | BA/420CO-3-ND-EUO-FM | CO SENSOR 300 PPM
BA/420CO-3-D | BA/420CO-3-D-EUO-FM | CO SENSOR W/ DISPLAY 300 PPM
BA/CO-V-BB | BA/CO-V-BB | CO SENSOR W/DISPLAY VENTED BAPI BOX |  |  | https://bapisensors.sharepoint.com/sites/BAPIMediaLibrary/Shared%20Documents/Datasheets/CO_Duct_NoPrice-v17.pdf | https://bapisensors.sharepoint.com/sites/BAPIMediaLibrary/Shared%20Documents/Instructions/34612_ins_CO_V_BB.pdf
BA/T1K0TO130FSA100BB2TS5PTNIST | BA/T1K0TO130FSA100BB2TS5PTNIST | COPPER AVG TEMP SENSOR, 100FT,4-20MA, BAPIBOX 2 ENC |  | https://bapisensors.sharepoint.com/sites/BAPIMediaLibrary/Shared%20Documents/Product%20Images/Copper-Averaging-BB2.png | https://bapisensors.sharepoint.com/sites/BAPIMediaLibrary/Shared%20Documents/Datasheets/Submersible_Averaging_NoPrice-v17.pdf | https://bapisensors.sharepoint.com/sites/BAPIMediaLibrary/Shared%20Documents/Instructions/20917_ins_SubmersibleAvg_Active.pdf
BA/T1K0TO130FSA24BB2TS | BA/T1K0TO130FSA24BB2TS | COPPER AVG TEMP SENSOR, 24FT,4-20MA, BAPIBOX 2 ENC |  | https://bapisensors.sharepoint.com/sites/BAPIMediaLibrary/Shared%20Documents/Product%20Images/Copper-Averaging-BB2.png | https://bapisensors.sharepoint.com/sites/BAPIMediaLibrary/Shared%20Documents/Datasheets/Submersible_Averaging_NoPrice-v17.pdf | https://bapisensors.sharepoint.com/sites/BAPIMediaLibrary/Shared%20Documents/Instructions/20917_ins_SubmersibleAvg_Active.pdf
BA/T1K0TO130FSA24BB2TS5PTNIST | BA/T1K0TO130FSA24BB2TS5PTNIST | COPPER AVG TEMP SENSOR, 24FT,4-20MA, BAPIBOX 2 ENC |  | https://bapisensors.sharepoint.com/sites/BAPIMediaLibrary/Shared%20Documents/Product%20Images/Copper-Averaging-BB2.png | https://bapisensors.sharepoint.com/sites/BAPIMediaLibrary/Shared%20Documents/Datasheets/Submersible_Averaging_NoPrice-v17.pdf | https://bapisensors.sharepoint.com/sites/BAPIMediaLibrary/Shared%20Documents/Instructions/20917_ins_SubmersibleAvg_Active.pdf
BA/T1K0TO130FSA50BB2TS5PTNIST | BA/T1K0TO130FSA50BB2TS5PTNIST | COPPER AVG TEMP SENSOR, 50FT,4-20MA, BAPIBOX 2 ENC |  | https://bapisensors.sharepoint.com/sites/BAPIMediaLibrary/Shared%20Documents/Product%20Images/Copper-Averaging-BB2.png | https://bapisensors.sharepoint.com/sites/BAPIMediaLibrary/Shared%20Documents/Datasheets/Submersible_Averaging_NoPrice-v17.pdf | https://bapisensors.sharepoint.com/sites/BAPIMediaLibrary/Shared%20Documents/Instructions/20917_ins_SubmersibleAvg_Active.pdf
BA/LDT4-RS10-BB-LTF | BA/LDT4-RS10-BB-LTF | DETECTOR WITH TWO 5A RELAYS, 10’ REMOTE SENSOR AND BAPI-BOX ENCLOSURE |  | https://bapisensors.sharepoint.com/sites/BAPIMediaLibrary/Shared%20Documents/Product%20Images/WaterLeak_Remote_BB_LTF_300pix.png | https://bapisensors.sharepoint.com/sites/BAPIMediaLibrary/Shared%20Documents/Datasheets/Water_Leak_RopeSensor_BB_5Amp_NoPrice.pdf | https://bapisensors.sharepoint.com/sites/BAPIMediaLibrary/Shared%20Documents/Instructions/26268_ins_LDT.pdf
BA/SW1A | BA/SW1A | DIFFERENTIAL PRESSURE SWITCH, 0.1" TO 0.8" WC |  |  | https://bapisensors.sharepoint.com/sites/BAPIMediaLibrary/Shared%20Documents/Datasheets/Pressure_Switch_NoPrice-v17.pdf | https://bapisensors.sharepoint.com/sites/BAPIMediaLibrary/Shared%20Documents/Instructions/47369_ins_Pressure_Switch.pdf
BA/SW2A | BA/SW2A | DIFFERENTIAL PRESSURE SWITCH, 0.5" TO 1.2" WC |  |  | https://bapisensors.sharepoint.com/sites/BAPIMediaLibrary/Shared%20Documents/Datasheets/Pressure_Switch_NoPrice-v17.pdf | https://bapisensors.sharepoint.com/sites/BAPIMediaLibrary/Shared%20Documents/Instructions/47369_ins_Pressure_Switch.pdf
BA/SW3A | BA/SW3A | DIFFERENTIAL PRESSURE SWITCH, 0.7" TO 2.2" WC |  |  | https://bapisensors.sharepoint.com/sites/BAPIMediaLibrary/Shared%20Documents/Datasheets/Pressure_Switch_NoPrice-v17.pdf | https://bapisensors.sharepoint.com/sites/BAPIMediaLibrary/Shared%20Documents/Instructions/47369_ins_Pressure_Switch.pdf
BA/SW7A | BA/SW7A | DIFFERENTIAL PRESSURE SWITCH, 12" TO 40" WC |  |  | https://bapisensors.sharepoint.com/sites/BAPIMediaLibrary/Shared%20Documents/Datasheets/Pressure_Switch_NoPrice-v17.pdf | https://bapisensors.sharepoint.com/sites/BAPIMediaLibrary/Shared%20Documents/Instructions/47369_ins_Pressure_Switch.pdf
BA/SW5A | BA/SW5A | DIFFERENTIAL PRESSURE SWITCH, 3.2" TO 10.4" WC |  |  | https://bapisensors.sharepoint.com/sites/BAPIMediaLibrary/Shared%20Documents/Datasheets/Pressure_Switch_NoPrice-v17.pdf | https://bapisensors.sharepoint.com/sites/BAPIMediaLibrary/Shared%20Documents/Instructions/47369_ins_Pressure_Switch.pdf
BA/SW6A | BA/SW6A | DIFFERENTIAL PRESSURE SWITCH, 8.8" TO 24" WC |  |  | https://bapisensors.sharepoint.com/sites/BAPIMediaLibrary/Shared%20Documents/Datasheets/Pressure_Switch_NoPrice-v17.pdf | https://bapisensors.sharepoint.com/sites/BAPIMediaLibrary/Shared%20Documents/Instructions/47369_ins_Pressure_Switch.pdf
BA10K3D18BBTS | BA/10K-3-D-18"-BB-TS | DUCT 10K-3 18IN PROBE BAPI BOX TERMINAL SCREWS |  |  | https://bapisensors.sharepoint.com/sites/BAPIMediaLibrary/Shared%20Documents/Datasheets/DuctUnits_temp_NoPrice-v17.pdf | https://bapisensors.sharepoint.com/sites/BAPIMediaLibrary/Shared%20Documents/Instructions/20787_INS_Duct_Passive_RTD_Therm.pdf
BA10K3D8BBTS | BA/10K-3-D-8"-BB-TS | DUCT 10K-3 8IN PROBE BAPI BOX TERMINAL SCREWS |  |  | https://bapisensors.sharepoint.com/sites/BAPIMediaLibrary/Shared%20Documents/Datasheets/DuctUnits_temp_NoPrice-v17.pdf | https://bapisensors.sharepoint.com/sites/BAPIMediaLibrary/Shared%20Documents/Instructions/20787_INS_Duct_Passive_RTD_Therm.pdf
BA10K311KSD48JB | BA/10K-3[11K]-SD-48"-JB | DUCT 10K-3 11K THMS 48IN PROBE HANDI BOX |  | https://bapisensors.sharepoint.com/sites/BAPIMediaLibrary/Shared%20Documents/Product%20Images/Duct_Temp_JBox_2020.png | https://bapisensors.sharepoint.com/sites/BAPIMediaLibrary/Shared%20Documents/Datasheets/Submersible_Duct_NoPrice-v17.pdf | https://bapisensors.sharepoint.com/sites/BAPIMediaLibrary/Shared%20Documents/Instructions/20905_ins_SubmersibleDuct_Passive.pdf
BA10K311KD12BB2 | BA/10K-3[11K]-D-12"-BB2 | DUCT 10K-311K 12IN PROBE BAPI BOX2 |  | https://bapisensors.sharepoint.com/sites/BAPIMediaLibrary/Shared%20Documents/Product%20Images/Duct_Temp_BB2_2020.png | https://bapisensors.sharepoint.com/sites/BAPIMediaLibrary/Shared%20Documents/Datasheets/DuctUnits_temp_NoPrice-v17.pdf | https://bapisensors.sharepoint.com/sites/BAPIMediaLibrary/Shared%20Documents/Instructions/20787_INS_Duct_Passive_RTD_Therm.pdf
BA10K311KD12NB | BA/10K-3[11K]-D-12"-NB-10' | DUCT 10K-311K 12IN PROBE NO BOX 10FT LEADS |  |  | https://bapisensors.sharepoint.com/sites/BAPIMediaLibrary/Shared%20Documents/Datasheets/DuctUnits_temp_NoPrice-v17.pdf | https://bapisensors.sharepoint.com/sites/BAPIMediaLibrary/Shared%20Documents/Instructions/20787_INS_Duct_Passive_RTD_Therm.pdf
BA10K311KD12NB5 | BA/10K-3[11K]-D-12"-NB-5' | DUCT 10K-311K 12IN PROBE NO BOX 5FT LEADS |  |  | https://bapisensors.sharepoint.com/sites/BAPIMediaLibrary/Shared%20Documents/Datasheets/DuctUnits_temp_NoPrice-v17.pdf | https://bapisensors.sharepoint.com/sites/BAPIMediaLibrary/Shared%20Documents/Instructions/20787_INS_Duct_Passive_RTD_Therm.pdf
BA10K311KD4NB10 | BA/10K-3[11K]-D-4"-NB-10' | DUCT 10K-311K 4IN PROBE NO BOX 10FT LEADS |  |  | https://bapisensors.sharepoint.com/sites/BAPIMediaLibrary/Shared%20Documents/Datasheets/DuctUnits_temp_NoPrice-v17.pdf | https://bapisensors.sharepoint.com/sites/BAPIMediaLibrary/Shared%20Documents/Instructions/20787_INS_Duct_Passive_RTD_Therm.pdf
BA10K311KD4NB15 | BA/10K-3[11K]-D-4"-NB-15' | DUCT 10K-311K 4IN PROBE NO BOX 15FT LEADS |  |  | https://bapisensors.sharepoint.com/sites/BAPIMediaLibrary/Shared%20Documents/Datasheets/DuctUnits_temp_NoPrice-v17.pdf | https://bapisensors.sharepoint.com/sites/BAPIMediaLibrary/Shared%20Documents/Instructions/20787_INS_Duct_Passive_RTD_Therm.pdf
BA10K311KD4NB18 | BA/10K-3[11K]-D-4"-NB-18" | DUCT 10K-311K 4IN PROBE NO BOX 18IN LEADS |  |  | https://bapisensors.sharepoint.com/sites/BAPIMediaLibrary/Shared%20Documents/Datasheets/DuctUnits_temp_NoPrice-v17.pdf | https://bapisensors.sharepoint.com/sites/BAPIMediaLibrary/Shared%20Documents/Instructions/20787_INS_Duct_Passive_RTD_Therm.pdf
BA10K311KD8NB10 | BA/10K-3[11K]-D-8"-NB-10' | DUCT 10K-311K 8IN PROBE NO BOX 10FT LEADS |  |  | https://bapisensors.sharepoint.com/sites/BAPIMediaLibrary/Shared%20Documents/Datasheets/DuctUnits_temp_NoPrice-v17.pdf | https://bapisensors.sharepoint.com/sites/BAPIMediaLibrary/Shared%20Documents/Instructions/20787_INS_Duct_Passive_RTD_Therm.pdf
BA10K311KD8NB15 | BA/10K-3[11K]-D-8"-NB-15' | DUCT 10K-311K 8IN PROBE NO BOX 15FT LEADS |  |  | https://bapisensors.sharepoint.com/sites/BAPIMediaLibrary/Shared%20Documents/Datasheets/DuctUnits_temp_NoPrice-v17.pdf | https://bapisensors.sharepoint.com/sites/BAPIMediaLibrary/Shared%20Documents/Instructions/20787_INS_Duct_Passive_RTD_Therm.pdf
BA10K311KD8NB18 | BA/10K-3[11K]-D-8"-NB-18" | DUCT 10K-311K 8IN PROBE NO BOX 18IN LEADS |  |  | https://bapisensors.sharepoint.com/sites/BAPIMediaLibrary/Shared%20Documents/Datasheets/DuctUnits_temp_NoPrice-v17.pdf | https://bapisensors.sharepoint.com/sites/BAPIMediaLibrary/Shared%20Documents/Instructions/20787_INS_Duct_Passive_RTD_Therm.pdf
BA/3KD18WP | BA/3K-D-18"-WP | DUCT 3K THMS 18IN PROBE ALUM BOX |  |  | https://bapisensors.sharepoint.com/sites/BAPIMediaLibrary/Shared%20Documents/Datasheets/DuctUnits_temp_NoPrice-v17.pdf | https://bapisensors.sharepoint.com/sites/BAPIMediaLibrary/Shared%20Documents/Instructions/20787_INS_Duct_Passive_RTD_Therm.pdf
BA/3KXPD18JB | BA/3K[XP]-D-18"-JB | DUCT 3K THMS 18IN PROBE HANDI BOX HI ACCY |  | https://bapisensors.sharepoint.com/sites/BAPIMediaLibrary/Shared%20Documents/Product%20Images/Duct_Temp_JBox_2020.png | https://bapisensors.sharepoint.com/sites/BAPIMediaLibrary/Shared%20Documents/Datasheets/DuctUnits_temp_NoPrice-v17.pdf | https://bapisensors.sharepoint.com/sites/BAPIMediaLibrary/Shared%20Documents/Instructions/20787_INS_Duct_Passive_RTD_Therm.pdf
BA/3KD18NB18 | BA/3K-D-18"-NB-18" | DUCT 3K THMS 18IN PROBE NO BOX 18IN LEAD |  |  | https://bapisensors.sharepoint.com/sites/BAPIMediaLibrary/Shared%20Documents/Datasheets/DuctUnits_temp_NoPrice-v17.pdf | https://bapisensors.sharepoint.com/sites/BAPIMediaLibrary/Shared%20Documents/Instructions/20787_INS_Duct_Passive_RTD_Therm.pdf
BA/3KD18NB5 | BA/3K-D-18"-NB-5' | DUCT 3K THMS 18IN PROBE NO BOX 5FT LEAD |  |  | https://bapisensors.sharepoint.com/sites/BAPIMediaLibrary/Shared%20Documents/Datasheets/DuctUnits_temp_NoPrice-v17.pdf | https://bapisensors.sharepoint.com/sites/BAPIMediaLibrary/Shared%20Documents/Instructions/20787_INS_Duct_Passive_RTD_Therm.pdf
BA/3KD2JB | BA/3K-D-2"-JB | DUCT 3K THMS 2IN PROBE HANDI BOX |  | https://bapisensors.sharepoint.com/sites/BAPIMediaLibrary/Shared%20Documents/Product%20Images/Duct_Temp_JBox_2020.png | https://bapisensors.sharepoint.com/sites/BAPIMediaLibrary/Shared%20Documents/Datasheets/DuctUnits_temp_NoPrice-v17.pdf | https://bapisensors.sharepoint.com/sites/BAPIMediaLibrary/Shared%20Documents/Instructions/20787_INS_Duct_Passive_RTD_Therm.pdf
BA/3KD2NB5 | BA/3K-D-2"-NB-5' | DUCT 3K THMS 2IN PROBE NO BOX 5FT LEAD |  |  | https://bapisensors.sharepoint.com/sites/BAPIMediaLibrary/Shared%20Documents/Datasheets/DuctUnits_temp_NoPrice-v17.pdf | https://bapisensors.sharepoint.com/sites/BAPIMediaLibrary/Shared%20Documents/Instructions/20787_INS_Duct_Passive_RTD_Therm.pdf
BA/3KD4WP | BA/3K-D-4"-WP | DUCT 3K THMS 4IN PROBE ALUM BOX |  |  | https://bapisensors.sharepoint.com/sites/BAPIMediaLibrary/Shared%20Documents/Datasheets/DuctUnits_temp_NoPrice-v17.pdf | https://bapisensors.sharepoint.com/sites/BAPIMediaLibrary/Shared%20Documents/Instructions/20787_INS_Duct_Passive_RTD_Therm.pdf
BA/3KD4BB | BA/3K-D-4"-BB | DUCT 3K THMS 4IN PROBE BAPI BOX |  |  | https://bapisensors.sharepoint.com/sites/BAPIMediaLibrary/Shared%20Documents/Datasheets/DuctUnits_temp_NoPrice-v17.pdf | https://bapisensors.sharepoint.com/sites/BAPIMediaLibrary/Shared%20Documents/Instructions/20787_INS_Duct_Passive_RTD_Therm.pdf
BA/3KD4BB4 | BA/3K-D-4"-BB4 | DUCT 3K THMS 4IN PROBE BAPI BOX 4 |  |  | https://bapisensors.sharepoint.com/sites/BAPIMediaLibrary/Shared%20Documents/Datasheets/DuctUnits_temp_NoPrice-v17.pdf | https://bapisensors.sharepoint.com/sites/BAPIMediaLibrary/Shared%20Documents/Instructions/20787_INS_Duct_Passive_RTD_Therm.pdf
BA/3KD4JB | BA/3K-D-4"-JB | DUCT 3K THMS 4IN PROBE HANDI BOX |  | https://bapisensors.sharepoint.com/sites/BAPIMediaLibrary/Shared%20Documents/Product%20Images/Duct_Temp_JBox_2020.png | https://bapisensors.sharepoint.com/sites/BAPIMediaLibrary/Shared%20Documents/Datasheets/DuctUnits_temp_NoPrice-v17.pdf | https://bapisensors.sharepoint.com/sites/BAPIMediaLibrary/Shared%20Documents/Instructions/20787_INS_Duct_Passive_RTD_Therm.pdf
BA/3KD4NB10 | BA/3K-D-4"-NB-10' | DUCT 3K THMS 4IN PROBE NO BOX 10FT LEAD |  |  | https://bapisensors.sharepoint.com/sites/BAPIMediaLibrary/Shared%20Documents/Datasheets/DuctUnits_temp_NoPrice-v17.pdf | https://bapisensors.sharepoint.com/sites/BAPIMediaLibrary/Shared%20Documents/Instructions/20787_INS_Duct_Passive_RTD_Therm.pdf
BA/3KD4NB15 | BA/3K-D-4"-NB-15' | DUCT 3K THMS 4IN PROBE NO BOX 15FT LEAD |  |  | https://bapisensors.sharepoint.com/sites/BAPIMediaLibrary/Shared%20Documents/Datasheets/DuctUnits_temp_NoPrice-v17.pdf | https://bapisensors.sharepoint.com/sites/BAPIMediaLibrary/Shared%20Documents/Instructions/20787_INS_Duct_Passive_RTD_Therm.pdf
BA/3KD4NB18 | BA/3K-D-4"-NB-18" | DUCT 3K THMS 4IN PROBE NO BOX 18IN LEAD |  |  | https://bapisensors.sharepoint.com/sites/BAPIMediaLibrary/Shared%20Documents/Datasheets/DuctUnits_temp_NoPrice-v17.pdf | https://bapisensors.sharepoint.com/sites/BAPIMediaLibrary/Shared%20Documents/Instructions/20787_INS_Duct_Passive_RTD_Therm.pdf
BA/3KD4NB5 | BA/3K-D-4"-NB-5' | DUCT 3K THMS 4IN PROBE NO BOX 18IN LEAD |  |  | https://bapisensors.sharepoint.com/sites/BAPIMediaLibrary/Shared%20Documents/Datasheets/DuctUnits_temp_NoPrice-v17.pdf | https://bapisensors.sharepoint.com/sites/BAPIMediaLibrary/Shared%20Documents/Instructions/20787_INS_Duct_Passive_RTD_Therm.pdf
BA/3KD6BB | BA/3K-D-6"-BB | DUCT 3K THMS 6IN PROBE BAPI BOX |  |  | https://bapisensors.sharepoint.com/sites/BAPIMediaLibrary/Shared%20Documents/Datasheets/DuctUnits_temp_NoPrice-v17.pdf | https://bapisensors.sharepoint.com/sites/BAPIMediaLibrary/Shared%20Documents/Instructions/20787_INS_Duct_Passive_RTD_Therm.pdf
BA/3KD6JB | BA/3K-D-6"-JB | DUCT 3K THMS 6IN PROBE HANDI BOX |  | https://bapisensors.sharepoint.com/sites/BAPIMediaLibrary/Shared%20Documents/Product%20Images/Duct_Temp_JBox_2020.png | https://bapisensors.sharepoint.com/sites/BAPIMediaLibrary/Shared%20Documents/Datasheets/DuctUnits_temp_NoPrice-v17.pdf | https://bapisensors.sharepoint.com/sites/BAPIMediaLibrary/Shared%20Documents/Instructions/20787_INS_Duct_Passive_RTD_Therm.pdf
BA/3KD8JB | BA/3K-D-8"-JB | DUCT 3K THMS 8IN HANDI BOX |  | https://bapisensors.sharepoint.com/sites/BAPIMediaLibrary/Shared%20Documents/Product%20Images/Duct_Temp_JBox_2020.png | https://bapisensors.sharepoint.com/sites/BAPIMediaLibrary/Shared%20Documents/Datasheets/DuctUnits_temp_NoPrice-v17.pdf | https://bapisensors.sharepoint.com/sites/BAPIMediaLibrary/Shared%20Documents/Instructions/20787_INS_Duct_Passive_RTD_Therm.pdf
BA/3KD8WP | BA/3K-D-8"-WP | DUCT 3K THMS 8IN PROBE ALUM BOX |  |  | https://bapisensors.sharepoint.com/sites/BAPIMediaLibrary/Shared%20Documents/Datasheets/DuctUnits_temp_NoPrice-v17.pdf | https://bapisensors.sharepoint.com/sites/BAPIMediaLibrary/Shared%20Documents/Instructions/20787_INS_Duct_Passive_RTD_Therm.pdf
BA/3KD8BB2 | BA/3K-D-8"-BB2 | DUCT 3K THMS 8IN PROBE BAPI BOX |  | https://bapisensors.sharepoint.com/sites/BAPIMediaLibrary/Shared%20Documents/Product%20Images/Duct_Temp_BB2_2020.png | https://bapisensors.sharepoint.com/sites/BAPIMediaLibrary/Shared%20Documents/Datasheets/DuctUnits_temp_NoPrice-v17.pdf | https://bapisensors.sharepoint.com/sites/BAPIMediaLibrary/Shared%20Documents/Instructions/20787_INS_Duct_Passive_RTD_Therm.pdf
BA/3KD8BB2TS | BA/3K-D-8"-BB2-TS | DUCT 3K THMS 8IN PROBE BAPI BOX 2 TRML |  | https://bapisensors.sharepoint.com/sites/BAPIMediaLibrary/Shared%20Documents/Product%20Images/Duct_Temp_BB2_2020.png | https://bapisensors.sharepoint.com/sites/BAPIMediaLibrary/Shared%20Documents/Datasheets/DuctUnits_temp_NoPrice-v17.pdf | https://bapisensors.sharepoint.com/sites/BAPIMediaLibrary/Shared%20Documents/Instructions/20787_INS_Duct_Passive_RTD_Therm.pdf
BA/3KD8BB4 | BA/3K-D-8"-BB4 | DUCT 3K THMS 8IN PROBE BAPI BOX 4 |  |  | https://bapisensors.sharepoint.com/sites/BAPIMediaLibrary/Shared%20Documents/Datasheets/DuctUnits_temp_NoPrice-v17.pdf | https://bapisensors.sharepoint.com/sites/BAPIMediaLibrary/Shared%20Documents/Instructions/20787_INS_Duct_Passive_RTD_Therm.pdf
BA/3KD8BBTS | BA/3K-D-8"-BB-TS | DUCT 3K THMS 8IN PROBE BAPI BOX TRML |  |  | https://bapisensors.sharepoint.com/sites/BAPIMediaLibrary/Shared%20Documents/Datasheets/DuctUnits_temp_NoPrice-v17.pdf | https://bapisensors.sharepoint.com/sites/BAPIMediaLibrary/Shared%20Documents/Instructions/20787_INS_Duct_Passive_RTD_Therm.pdf
BA/3KD8NB10 | BA/3K-D-8"-NB-10' | DUCT 3K THMS 8IN PROBE NO BOX 10FT LEAD |  |  | https://bapisensors.sharepoint.com/sites/BAPIMediaLibrary/Shared%20Documents/Datasheets/DuctUnits_temp_NoPrice-v17.pdf | https://bapisensors.sharepoint.com/sites/BAPIMediaLibrary/Shared%20Documents/Instructions/20787_INS_Duct_Passive_RTD_Therm.pdf
BA/3KD8NB15 | BA/3K-D-8"-NB-15' | DUCT 3K THMS 8IN PROBE NO BOX 15FT LEAD |  |  | https://bapisensors.sharepoint.com/sites/BAPIMediaLibrary/Shared%20Documents/Datasheets/DuctUnits_temp_NoPrice-v17.pdf | https://bapisensors.sharepoint.com/sites/BAPIMediaLibrary/Shared%20Documents/Instructions/20787_INS_Duct_Passive_RTD_Therm.pdf
BA/3KD8NB18 | BA/3K-D-8"-NB-18" | DUCT 3K THMS 8IN PROBE NO BOX 18IN LEAD |  |  | https://bapisensors.sharepoint.com/sites/BAPIMediaLibrary/Shared%20Documents/Datasheets/DuctUnits_temp_NoPrice-v17.pdf | https://bapisensors.sharepoint.com/sites/BAPIMediaLibrary/Shared%20Documents/Instructions/20787_INS_Duct_Passive_RTD_Therm.pdf
BA/3KD8NB5 | BA/3K-D-8"-NB-5' | DUCT 3K THMS 8IN PROBE NO BOX 5FT LEAD |  |  | https://bapisensors.sharepoint.com/sites/BAPIMediaLibrary/Shared%20Documents/Datasheets/DuctUnits_temp_NoPrice-v17.pdf | https://bapisensors.sharepoint.com/sites/BAPIMediaLibrary/Shared%20Documents/Instructions/20787_INS_Duct_Passive_RTD_Therm.pdf
BA/50KD18JB | BA/50K-D-18"-JB | DUCT 50K THMS 18IN PROBE HANDI BOX |  | https://bapisensors.sharepoint.com/sites/BAPIMediaLibrary/Shared%20Documents/Product%20Images/Duct_Temp_JBox_2020.png | https://bapisensors.sharepoint.com/sites/BAPIMediaLibrary/Shared%20Documents/Datasheets/DuctUnits_temp_NoPrice-v17.pdf | https://bapisensors.sharepoint.com/sites/BAPIMediaLibrary/Shared%20Documents/Instructions/20787_INS_Duct_Passive_RTD_Therm.pdf
BA/50KD4JB | BA/50K-D-4"-JB | DUCT 50K THMS 4IN PROBE HANDI BOX |  | https://bapisensors.sharepoint.com/sites/BAPIMediaLibrary/Shared%20Documents/Product%20Images/Duct_Temp_JBox_2020.png | https://bapisensors.sharepoint.com/sites/BAPIMediaLibrary/Shared%20Documents/Datasheets/DuctUnits_temp_NoPrice-v17.pdf | https://bapisensors.sharepoint.com/sites/BAPIMediaLibrary/Shared%20Documents/Instructions/20787_INS_Duct_Passive_RTD_Therm.pdf
BA/50KD8JB | BA/50K-D-8"-JB | DUCT 50K THMS 8IN PROBE HANDI BOX |  | https://bapisensors.sharepoint.com/sites/BAPIMediaLibrary/Shared%20Documents/Product%20Images/Duct_Temp_JBox_2020.png | https://bapisensors.sharepoint.com/sites/BAPIMediaLibrary/Shared%20Documents/Datasheets/DuctUnits_temp_NoPrice-v17.pdf | https://bapisensors.sharepoint.com/sites/BAPIMediaLibrary/Shared%20Documents/Instructions/20787_INS_Duct_Passive_RTD_Therm.pdf
BA/592D12BB | BA/592-D-12"-BB | DUCT 592 SEMI 12IN PROBE BAPI BOX |  |  | https://bapisensors.sharepoint.com/sites/BAPIMediaLibrary/Shared%20Documents/Datasheets/DuctUnits_temp_NoPrice-v17.pdf | https://bapisensors.sharepoint.com/sites/BAPIMediaLibrary/Shared%20Documents/Instructions/20787_INS_Duct_Passive_RTD_Therm.pdf
BA/592D12NB10 | BA/592-D-12"-NB-10' | DUCT 592 SEMI 12IN PROBE NO BOX 10FT LEAD |  |  | https://bapisensors.sharepoint.com/sites/BAPIMediaLibrary/Shared%20Documents/Datasheets/DuctUnits_temp_NoPrice-v17.pdf | https://bapisensors.sharepoint.com/sites/BAPIMediaLibrary/Shared%20Documents/Instructions/20787_INS_Duct_Passive_RTD_Therm.pdf
BA/592D12NB15 | BA/592-D-12"-NB-15' | DUCT 592 SEMI 12IN PROBE NO BOX 15FT LEAD |  |  | https://bapisensors.sharepoint.com/sites/BAPIMediaLibrary/Shared%20Documents/Datasheets/DuctUnits_temp_NoPrice-v17.pdf | https://bapisensors.sharepoint.com/sites/BAPIMediaLibrary/Shared%20Documents/Instructions/20787_INS_Duct_Passive_RTD_Therm.pdf
BA/592D12NB18 | BA/592-D-12"-NB-18" | DUCT 592 SEMI 12IN PROBE NO BOX 18IN LEAD |  |  | https://bapisensors.sharepoint.com/sites/BAPIMediaLibrary/Shared%20Documents/Datasheets/DuctUnits_temp_NoPrice-v17.pdf | https://bapisensors.sharepoint.com/sites/BAPIMediaLibrary/Shared%20Documents/Instructions/20787_INS_Duct_Passive_RTD_Therm.pdf
BA/592D12NB5 | BA/592-D-12"-NB-5' | DUCT 592 SEMI 12IN PROBE NO BOX 5FT LEAD |  |  | https://bapisensors.sharepoint.com/sites/BAPIMediaLibrary/Shared%20Documents/Datasheets/DuctUnits_temp_NoPrice-v17.pdf | https://bapisensors.sharepoint.com/sites/BAPIMediaLibrary/Shared%20Documents/Instructions/20787_INS_Duct_Passive_RTD_Therm.pdf
BA/592D18WP | BA/592-D-18"-WP | DUCT 592 SEMI 18IN PROBE ALUM BOX |  |  | https://bapisensors.sharepoint.com/sites/BAPIMediaLibrary/Shared%20Documents/Datasheets/DuctUnits_temp_NoPrice-v17.pdf | https://bapisensors.sharepoint.com/sites/BAPIMediaLibrary/Shared%20Documents/Instructions/20787_INS_Duct_Passive_RTD_Therm.pdf
BA/592D18JB | BA/592-D-18"-JB | DUCT 592 SEMI 18IN PROBE HANDI BOX |  | https://bapisensors.sharepoint.com/sites/BAPIMediaLibrary/Shared%20Documents/Product%20Images/Duct_Temp_JBox_2020.png | https://bapisensors.sharepoint.com/sites/BAPIMediaLibrary/Shared%20Documents/Datasheets/DuctUnits_temp_NoPrice-v17.pdf | https://bapisensors.sharepoint.com/sites/BAPIMediaLibrary/Shared%20Documents/Instructions/20787_INS_Duct_Passive_RTD_Therm.pdf
BA/592D18NB10 | BA/592-D-18"-NB-10' | DUCT 592 SEMI 18IN PROBE NO BOX 10FT LEAD |  |  | https://bapisensors.sharepoint.com/sites/BAPIMediaLibrary/Shared%20Documents/Datasheets/DuctUnits_temp_NoPrice-v17.pdf | https://bapisensors.sharepoint.com/sites/BAPIMediaLibrary/Shared%20Documents/Instructions/20787_INS_Duct_Passive_RTD_Therm.pdf
BA/592D18NB15 | BA/592-D-18"-NB-15' | DUCT 592 SEMI 18IN PROBE NO BOX 15FT LEAD |  |  | https://bapisensors.sharepoint.com/sites/BAPIMediaLibrary/Shared%20Documents/Datasheets/DuctUnits_temp_NoPrice-v17.pdf | https://bapisensors.sharepoint.com/sites/BAPIMediaLibrary/Shared%20Documents/Instructions/20787_INS_Duct_Passive_RTD_Therm.pdf
BA/592D18NB18 | BA/592-D-18"-NB-18" | DUCT 592 SEMI 18IN PROBE NO BOX 19IN LEAD |  |  | https://bapisensors.sharepoint.com/sites/BAPIMediaLibrary/Shared%20Documents/Datasheets/DuctUnits_temp_NoPrice-v17.pdf | https://bapisensors.sharepoint.com/sites/BAPIMediaLibrary/Shared%20Documents/Instructions/20787_INS_Duct_Passive_RTD_Therm.pdf
BA/592D18NB5 | BA/592-D-18"-NB-5' | DUCT 592 SEMI 18IN PROBE NO BOX 5FT LEAD |  |  | https://bapisensors.sharepoint.com/sites/BAPIMediaLibrary/Shared%20Documents/Datasheets/DuctUnits_temp_NoPrice-v17.pdf | https://bapisensors.sharepoint.com/sites/BAPIMediaLibrary/Shared%20Documents/Instructions/20787_INS_Duct_Passive_RTD_Therm.pdf
BA/592D4WP | BA/592-D-4"-WP | DUCT 592 SEMI 4IN PROBE ALUM BOX |  |  | https://bapisensors.sharepoint.com/sites/BAPIMediaLibrary/Shared%20Documents/Datasheets/DuctUnits_temp_NoPrice-v17.pdf | https://bapisensors.sharepoint.com/sites/BAPIMediaLibrary/Shared%20Documents/Instructions/20787_INS_Duct_Passive_RTD_Therm.pdf
BA/592D4JB | BA/592-D-4"-JB | DUCT 592 SEMI 4IN PROBE HANDI BOX |  | https://bapisensors.sharepoint.com/sites/BAPIMediaLibrary/Shared%20Documents/Product%20Images/Duct_Temp_JBox_2020.png | https://bapisensors.sharepoint.com/sites/BAPIMediaLibrary/Shared%20Documents/Datasheets/DuctUnits_temp_NoPrice-v17.pdf | https://bapisensors.sharepoint.com/sites/BAPIMediaLibrary/Shared%20Documents/Instructions/20787_INS_Duct_Passive_RTD_Therm.pdf
BA/592D4NB10 | BA/592-D-4"-NB-10' | DUCT 592 SEMI 4IN PROBE NO BOX 10FT LEAD |  |  | https://bapisensors.sharepoint.com/sites/BAPIMediaLibrary/Shared%20Documents/Datasheets/DuctUnits_temp_NoPrice-v17.pdf | https://bapisensors.sharepoint.com/sites/BAPIMediaLibrary/Shared%20Documents/Instructions/20787_INS_Duct_Passive_RTD_Therm.pdf
BA/592D4NB15 | BA/592-D-4"-NB-15' | DUCT 592 SEMI 4IN PROBE NO BOX 15FT LEAD |  |  | https://bapisensors.sharepoint.com/sites/BAPIMediaLibrary/Shared%20Documents/Datasheets/DuctUnits_temp_NoPrice-v17.pdf | https://bapisensors.sharepoint.com/sites/BAPIMediaLibrary/Shared%20Documents/Instructions/20787_INS_Duct_Passive_RTD_Therm.pdf
BA/592D4NB18 | BA/592-D-4"-NB-18" | DUCT 592 SEMI 4IN PROBE NO BOX 18IN LEAD |  |  | https://bapisensors.sharepoint.com/sites/BAPIMediaLibrary/Shared%20Documents/Datasheets/DuctUnits_temp_NoPrice-v17.pdf | https://bapisensors.sharepoint.com/sites/BAPIMediaLibrary/Shared%20Documents/Instructions/20787_INS_Duct_Passive_RTD_Therm.pdf
BA/592D4NB5 | BA/592-D-4"-NB-5' | DUCT 592 SEMI 4IN PROBE NO BOX 5FT LEAD |  |  | https://bapisensors.sharepoint.com/sites/BAPIMediaLibrary/Shared%20Documents/Datasheets/DuctUnits_temp_NoPrice-v17.pdf | https://bapisensors.sharepoint.com/sites/BAPIMediaLibrary/Shared%20Documents/Instructions/20787_INS_Duct_Passive_RTD_Therm.pdf
BA/592D8BB2TS | BA/592-D-8"-BB2-TS | DUCT 592 SEMI 8IN PROBE BAPI BOX 2 TRML |  | https://bapisensors.sharepoint.com/sites/BAPIMediaLibrary/Shared%20Documents/Product%20Images/Duct_Temp_BB2_2020.png | https://bapisensors.sharepoint.com/sites/BAPIMediaLibrary/Shared%20Documents/Datasheets/DuctUnits_temp_NoPrice-v17.pdf | https://bapisensors.sharepoint.com/sites/BAPIMediaLibrary/Shared%20Documents/Instructions/20787_INS_Duct_Passive_RTD_Therm.pdf
BA/592D8BB4 | BA/592-D-8"-BB4 | DUCT 592 SEMI 8IN PROBE BAPI BOX 4 |  |  | https://bapisensors.sharepoint.com/sites/BAPIMediaLibrary/Shared%20Documents/Datasheets/DuctUnits_temp_NoPrice-v17.pdf | https://bapisensors.sharepoint.com/sites/BAPIMediaLibrary/Shared%20Documents/Instructions/20787_INS_Duct_Passive_RTD_Therm.pdf
BA/592D8JB | BA/592-D-8"-JB | DUCT 592 SEMI 8IN PROBE HANDI BOX |  |  | https://bapisensors.sharepoint.com/sites/BAPIMediaLibrary/Shared%20Documents/Datasheets/DuctUnits_temp_NoPrice-v17.pdf | https://bapisensors.sharepoint.com/sites/BAPIMediaLibrary/Shared%20Documents/Instructions/20787_INS_Duct_Passive_RTD_Therm.pdf
BA/592D8NB10 | BA/592-D-8"-NB-10' | DUCT 592 SEMI 8IN PROBE NO BOX 10FT LEAD |  |  | https://bapisensors.sharepoint.com/sites/BAPIMediaLibrary/Shared%20Documents/Datasheets/DuctUnits_temp_NoPrice-v17.pdf | https://bapisensors.sharepoint.com/sites/BAPIMediaLibrary/Shared%20Documents/Instructions/20787_INS_Duct_Passive_RTD_Therm.pdf
BA/592D8NB15 | BA/592-D-8"-NB-15' | DUCT 592 SEMI 8IN PROBE NO BOX 15FT LEAD |  |  | https://bapisensors.sharepoint.com/sites/BAPIMediaLibrary/Shared%20Documents/Datasheets/DuctUnits_temp_NoPrice-v17.pdf | https://bapisensors.sharepoint.com/sites/BAPIMediaLibrary/Shared%20Documents/Instructions/20787_INS_Duct_Passive_RTD_Therm.pdf
BA/592D8NB18 | BA/592-D-8"-NB-18" | DUCT 592 SEMI 8IN PROBE NO BOX 18IN LEAD |  |  | https://bapisensors.sharepoint.com/sites/BAPIMediaLibrary/Shared%20Documents/Datasheets/DuctUnits_temp_NoPrice-v17.pdf | https://bapisensors.sharepoint.com/sites/BAPIMediaLibrary/Shared%20Documents/Instructions/20787_INS_Duct_Passive_RTD_Therm.pdf
BA/592D8NB5 | BA/592-D-8"-NB-5' | DUCT 592 SEMI 8IN PROBE NO BOX 5FT LEAD |  |  | https://bapisensors.sharepoint.com/sites/BAPIMediaLibrary/Shared%20Documents/Datasheets/DuctUnits_temp_NoPrice-v17.pdf | https://bapisensors.sharepoint.com/sites/BAPIMediaLibrary/Shared%20Documents/Instructions/20787_INS_Duct_Passive_RTD_Therm.pdf
BA/592D12JB | BA/592-D-12"-JB | DUCT 592 SEMI 12IN PROBE J-BOX |  | https://bapisensors.sharepoint.com/sites/BAPIMediaLibrary/Shared%20Documents/Product%20Images/Duct_Temp_JBox_2020.png | https://bapisensors.sharepoint.com/sites/BAPIMediaLibrary/Shared%20Documents/Datasheets/DuctUnits_temp_NoPrice-v17.pdf | https://bapisensors.sharepoint.com/sites/BAPIMediaLibrary/Shared%20Documents/Instructions/20787_INS_Duct_Passive_RTD_Therm.pdf
BA/59210KD12WP | BA/592-10K-D-12"-WP | DUCT 592-10K SEMI 12IN PROBE ALUM BOX |  |  | https://bapisensors.sharepoint.com/sites/BAPIMediaLibrary/Shared%20Documents/Datasheets/DuctUnits_temp_NoPrice-v17.pdf | https://bapisensors.sharepoint.com/sites/BAPIMediaLibrary/Shared%20Documents/Instructions/20787_INS_Duct_Passive_RTD_Therm.pdf
BA/59210KD12BB | BA/592-10K-D-12"-BB | DUCT 592-10K SEMI 12IN PROBE BAPI BOX |  |  | https://bapisensors.sharepoint.com/sites/BAPIMediaLibrary/Shared%20Documents/Datasheets/DuctUnits_temp_NoPrice-v17.pdf | https://bapisensors.sharepoint.com/sites/BAPIMediaLibrary/Shared%20Documents/Instructions/20787_INS_Duct_Passive_RTD_Therm.pdf
BA/59210KD12BB2 | BA/592-10K-D-12"-BB2 | DUCT 592-10K SEMI 12IN PROBE BAPI BOX |  | https://bapisensors.sharepoint.com/sites/BAPIMediaLibrary/Shared%20Documents/Product%20Images/Duct_Temp_BB2_2020.png | https://bapisensors.sharepoint.com/sites/BAPIMediaLibrary/Shared%20Documents/Datasheets/DuctUnits_temp_NoPrice-v17.pdf | https://bapisensors.sharepoint.com/sites/BAPIMediaLibrary/Shared%20Documents/Instructions/20787_INS_Duct_Passive_RTD_Therm.pdf
BA/59210KD12JB | BA59210KD12JB | DUCT 592-10K SEMI 12IN PROBE HANDI BOX |  | https://bapisensors.sharepoint.com/sites/BAPIMediaLibrary/Shared%20Documents/Product%20Images/Duct_Temp_JBox_2020.png | https://bapisensors.sharepoint.com/sites/BAPIMediaLibrary/Shared%20Documents/Datasheets/DuctUnits_temp_NoPrice-v17.pdf | https://bapisensors.sharepoint.com/sites/BAPIMediaLibrary/Shared%20Documents/Instructions/20787_INS_Duct_Passive_RTD_Therm.pdf
BA/59210KD12NB5 | BA/592-10K-D-12"-NB-5' | DUCT 592-10K SEMI 12IN PROBE NO BOX 5FT LEAD |  |  | https://bapisensors.sharepoint.com/sites/BAPIMediaLibrary/Shared%20Documents/Datasheets/DuctUnits_temp_NoPrice-v17.pdf | https://bapisensors.sharepoint.com/sites/BAPIMediaLibrary/Shared%20Documents/Instructions/20787_INS_Duct_Passive_RTD_Therm.pdf
BA/59210KD18WP | BA/592-10K-D-18"-WP | DUCT 592-10K SEMI 18IN PROBE ALUM BOX |  |  | https://bapisensors.sharepoint.com/sites/BAPIMediaLibrary/Shared%20Documents/Datasheets/DuctUnits_temp_NoPrice-v17.pdf | https://bapisensors.sharepoint.com/sites/BAPIMediaLibrary/Shared%20Documents/Instructions/20787_INS_Duct_Passive_RTD_Therm.pdf
BA/59210KD18JB | BA/592-10K-D-18" | DUCT 592-10K SEMI 18IN PROBE HANDI BOX |  | https://bapisensors.sharepoint.com/sites/BAPIMediaLibrary/Shared%20Documents/Product%20Images/Duct_Temp_JBox_2020.png | https://bapisensors.sharepoint.com/sites/BAPIMediaLibrary/Shared%20Documents/Datasheets/DuctUnits_temp_NoPrice-v17.pdf | https://bapisensors.sharepoint.com/sites/BAPIMediaLibrary/Shared%20Documents/Instructions/20787_INS_Duct_Passive_RTD_Therm.pdf
BA/59210KD18NB5 | BA/592-10K-D-18"-NB-5' | DUCT 592-10K SEMI 18IN PROBE NO BOX 5FT LEAD |  |  | https://bapisensors.sharepoint.com/sites/BAPIMediaLibrary/Shared%20Documents/Datasheets/DuctUnits_temp_NoPrice-v17.pdf | https://bapisensors.sharepoint.com/sites/BAPIMediaLibrary/Shared%20Documents/Instructions/20787_INS_Duct_Passive_RTD_Therm.pdf
BA/59210KD4JB | BA/592-10K-D-4" | DUCT 592-10K SEMI 4IN PROBE HANDI BOX |  | https://bapisensors.sharepoint.com/sites/BAPIMediaLibrary/Shared%20Documents/Product%20Images/Duct_Temp_JBox_2020.png | https://bapisensors.sharepoint.com/sites/BAPIMediaLibrary/Shared%20Documents/Datasheets/DuctUnits_temp_NoPrice-v17.pdf | https://bapisensors.sharepoint.com/sites/BAPIMediaLibrary/Shared%20Documents/Instructions/20787_INS_Duct_Passive_RTD_Therm.pdf
BA/59210KD4NB10 | BA/592-10K-D-4"-NB-10' | DUCT 592-10K SEMI 4IN PROBE NO BOX 10FT LEAD |  |  | https://bapisensors.sharepoint.com/sites/BAPIMediaLibrary/Shared%20Documents/Datasheets/DuctUnits_temp_NoPrice-v17.pdf | https://bapisensors.sharepoint.com/sites/BAPIMediaLibrary/Shared%20Documents/Instructions/20787_INS_Duct_Passive_RTD_Therm.pdf
BA/59210KD4NB15 | BA/592-10K-D-4"-NB-15' | DUCT 592-10K SEMI 4IN PROBE NO BOX 15FT LEAD |  |  | https://bapisensors.sharepoint.com/sites/BAPIMediaLibrary/Shared%20Documents/Datasheets/DuctUnits_temp_NoPrice-v17.pdf | https://bapisensors.sharepoint.com/sites/BAPIMediaLibrary/Shared%20Documents/Instructions/20787_INS_Duct_Passive_RTD_Therm.pdf
BA/59210KD4NB18 | BA/592-10K-D-4"-NB-18" | DUCT 592-10K SEMI 4IN PROBE NO BOX 18IN LEAD |  |  | https://bapisensors.sharepoint.com/sites/BAPIMediaLibrary/Shared%20Documents/Datasheets/DuctUnits_temp_NoPrice-v17.pdf | https://bapisensors.sharepoint.com/sites/BAPIMediaLibrary/Shared%20Documents/Instructions/20787_INS_Duct_Passive_RTD_Therm.pdf
BA/59210KD4NB5 | BA/592-10K-D-4"-NB-5' | DUCT 592-10K SEMI 4IN PROBE NO BOX 5FT LEAD |  |  | https://bapisensors.sharepoint.com/sites/BAPIMediaLibrary/Shared%20Documents/Datasheets/DuctUnits_temp_NoPrice-v17.pdf | https://bapisensors.sharepoint.com/sites/BAPIMediaLibrary/Shared%20Documents/Instructions/20787_INS_Duct_Passive_RTD_Therm.pdf
BA/59210KD6JB | BA/592-10K-D-6" | DUCT 592-10K SEMI 6IN PROBE HANDI BOX |  | https://bapisensors.sharepoint.com/sites/BAPIMediaLibrary/Shared%20Documents/Product%20Images/Duct_Temp_JBox_2020.png | https://bapisensors.sharepoint.com/sites/BAPIMediaLibrary/Shared%20Documents/Datasheets/DuctUnits_temp_NoPrice-v17.pdf | https://bapisensors.sharepoint.com/sites/BAPIMediaLibrary/Shared%20Documents/Instructions/20787_INS_Duct_Passive_RTD_Therm.pdf
BA/59210KD8WP | BA/592-10K-D-8"-WP | DUCT 592-10K SEMI 8IN PROBE ALUM BOX |  |  | https://bapisensors.sharepoint.com/sites/BAPIMediaLibrary/Shared%20Documents/Datasheets/DuctUnits_temp_NoPrice-v17.pdf | https://bapisensors.sharepoint.com/sites/BAPIMediaLibrary/Shared%20Documents/Instructions/20787_INS_Duct_Passive_RTD_Therm.pdf
BA/59210KD8BB | BA/592-10K-D-8"-BB | DUCT 592-10K SEMI 8IN PROBE BAPI BOX |  |  | https://bapisensors.sharepoint.com/sites/BAPIMediaLibrary/Shared%20Documents/Datasheets/DuctUnits_temp_NoPrice-v17.pdf | https://bapisensors.sharepoint.com/sites/BAPIMediaLibrary/Shared%20Documents/Instructions/20787_INS_Duct_Passive_RTD_Therm.pdf
BA/59210KD8BB4 | BA/592-10K-D-8"-BB4 | DUCT 592-10K SEMI 8IN PROBE BAPI BOX |  |  | https://bapisensors.sharepoint.com/sites/BAPIMediaLibrary/Shared%20Documents/Datasheets/DuctUnits_temp_NoPrice-v17.pdf | https://bapisensors.sharepoint.com/sites/BAPIMediaLibrary/Shared%20Documents/Instructions/20787_INS_Duct_Passive_RTD_Therm.pdf
BA/59210KD8JB | BA59210KD8JB | DUCT 592-10K SEMI 8IN PROBE HANDI BOX |  | https://bapisensors.sharepoint.com/sites/BAPIMediaLibrary/Shared%20Documents/Product%20Images/Duct_Temp_JBox_2020.png | https://bapisensors.sharepoint.com/sites/BAPIMediaLibrary/Shared%20Documents/Datasheets/DuctUnits_temp_NoPrice-v17.pdf | https://bapisensors.sharepoint.com/sites/BAPIMediaLibrary/Shared%20Documents/Instructions/20787_INS_Duct_Passive_RTD_Therm.pdf
BA/59210KD8NB10 | BA/592-10K-D-8"-NB-10' | DUCT 592-10K SEMI 8IN PROBE NO BOX 10FT LEAD |  |  | https://bapisensors.sharepoint.com/sites/BAPIMediaLibrary/Shared%20Documents/Datasheets/DuctUnits_temp_NoPrice-v17.pdf | https://bapisensors.sharepoint.com/sites/BAPIMediaLibrary/Shared%20Documents/Instructions/20787_INS_Duct_Passive_RTD_Therm.pdf
BA/59210KD8NB15 | BA/592-10K-D-8"-NB-15' | DUCT 592-10K SEMI 8IN PROBE NO BOX 15FT LEAD |  |  | https://bapisensors.sharepoint.com/sites/BAPIMediaLibrary/Shared%20Documents/Datasheets/DuctUnits_temp_NoPrice-v17.pdf | https://bapisensors.sharepoint.com/sites/BAPIMediaLibrary/Shared%20Documents/Instructions/20787_INS_Duct_Passive_RTD_Therm.pdf
BA/59210KD8NB18 | BA/592-10K-D-8"-NB-18" | DUCT 592-10K SEMI 8IN PROBE NO BOX 18IN LEAD |  |  | https://bapisensors.sharepoint.com/sites/BAPIMediaLibrary/Shared%20Documents/Datasheets/DuctUnits_temp_NoPrice-v17.pdf | https://bapisensors.sharepoint.com/sites/BAPIMediaLibrary/Shared%20Documents/Instructions/20787_INS_Duct_Passive_RTD_Therm.pdf
BA/59210KD8NB5 | BA/592-10K-D-8"-NB-5' | DUCT 592-10K SEMI 8IN PROBE NO BOX 5FT LEAD |  |  | https://bapisensors.sharepoint.com/sites/BAPIMediaLibrary/Shared%20Documents/Datasheets/DuctUnits_temp_NoPrice-v17.pdf | https://bapisensors.sharepoint.com/sites/BAPIMediaLibrary/Shared%20Documents/Instructions/20787_INS_Duct_Passive_RTD_Therm.pdf
BA/59210KD12 | BA/592-10K-D-12"-JB | DUCT 592-10K SEMI 12IN HANDI BOX |  | https://bapisensors.sharepoint.com/sites/BAPIMediaLibrary/Shared%20Documents/Product%20Images/Duct_Temp_JBox_2020.png | https://bapisensors.sharepoint.com/sites/BAPIMediaLibrary/Shared%20Documents/Datasheets/DuctUnits_temp_NoPrice-v17.pdf | https://bapisensors.sharepoint.com/sites/BAPIMediaLibrary/Shared%20Documents/Instructions/20787_INS_Duct_Passive_RTD_Therm.pdf
BA/T1KMD8BB | BA/T1KM[0 TO 100F]-D-8"-BB | DUCT 8IN 4-20MA XMTR MATCHED 0C W/BAPI BOX |  |  | https://bapisensors.sharepoint.com/sites/BAPIMediaLibrary/Shared%20Documents/Datasheets/DuctUnits_temp_NoPrice-v17.pdf | https://bapisensors.sharepoint.com/sites/BAPIMediaLibrary/Shared%20Documents/Instructions/20787_INS_Duct_Passive_RTD_Therm.pdf
BA334D8BB | BA/334-D-8"-BB | DUCT 8IN SOLID STATE 334 BAPI BOX |  |  | https://bapisensors.sharepoint.com/sites/BAPIMediaLibrary/Shared%20Documents/Datasheets/DuctUnits_temp_NoPrice-v17.pdf | https://bapisensors.sharepoint.com/sites/BAPIMediaLibrary/Shared%20Documents/Instructions/20787_INS_Duct_Passive_RTD_Therm.pdf
BA1.8KD8BB | BA/1.8K-D-8"-BB | DUCT 8IN THERM 1.8K BAPI BOX |  |  | https://bapisensors.sharepoint.com/sites/BAPIMediaLibrary/Shared%20Documents/Datasheets/DuctUnits_temp_NoPrice-v17.pdf | https://bapisensors.sharepoint.com/sites/BAPIMediaLibrary/Shared%20Documents/Instructions/20787_INS_Duct_Passive_RTD_Therm.pdf
BA10K3D8NB18 | BA/10K-3-D-8"-NB-18" | DUCT 8IN THERM 10K-III NO BOX |  |  | https://bapisensors.sharepoint.com/sites/BAPIMediaLibrary/Shared%20Documents/Datasheets/DuctUnits_temp_NoPrice-v17.pdf | https://bapisensors.sharepoint.com/sites/BAPIMediaLibrary/Shared%20Documents/Instructions/20787_INS_Duct_Passive_RTD_Therm.pdf
BA3.3KD8BB | BA/3.3K-D-8"-BB | DUCT 8IN THERM 3.3K BAPI BOX |  |  | https://bapisensors.sharepoint.com/sites/BAPIMediaLibrary/Shared%20Documents/Datasheets/DuctUnits_temp_NoPrice-v17.pdf | https://bapisensors.sharepoint.com/sites/BAPIMediaLibrary/Shared%20Documents/Instructions/20787_INS_Duct_Passive_RTD_Therm.pdf
BA3KD8BB | BA/3K-D-8"-BB | DUCT 8IN THERM 3K BAPI BOX |  |  | https://bapisensors.sharepoint.com/sites/BAPIMediaLibrary/Shared%20Documents/Datasheets/DuctUnits_temp_NoPrice-v17.pdf | https://bapisensors.sharepoint.com/sites/BAPIMediaLibrary/Shared%20Documents/Instructions/20787_INS_Duct_Passive_RTD_Therm.pdf
BA50KD8BB | BA/50K-D-8"-BB | DUCT 8IN THERM 50K BAPI BOX |  |  | https://bapisensors.sharepoint.com/sites/BAPIMediaLibrary/Shared%20Documents/Datasheets/DuctUnits_temp_NoPrice-v17.pdf | https://bapisensors.sharepoint.com/sites/BAPIMediaLibrary/Shared%20Documents/Instructions/20787_INS_Duct_Passive_RTD_Therm.pdf
BA/RLD-D-BB | BA/RLD-D-BB | DUCT REFRIGERANT LEAK DETECTOR IN A BLUE BAPI-BOX ENCLOSURE |  |  | https://bapisensors.sharepoint.com/sites/BAPIMediaLibrary/Shared%20Documents/Datasheets/Refrigerant_Leak_Detector_NoPrice-v17.pdf | https://bapisensors.sharepoint.com/sites/BAPIMediaLibrary/Shared%20Documents/Instructions/23983_ins_refrigerant.pdf
BA/RLD-W-D-BB | BA/RLD-W-D-BB | DUCT REFRIGERANT LEAK DETECTOR IN A WHITE BAPI-BOX ENCLOSURE |  |  | https://bapisensors.sharepoint.com/sites/BAPIMediaLibrary/Shared%20Documents/Datasheets/Refrigerant_Leak_Detector_NoPrice-v17.pdf | https://bapisensors.sharepoint.com/sites/BAPIMediaLibrary/Shared%20Documents/Instructions/23983_ins_refrigerant.pdf
ZPS-SR-EZ-ST-IN | ZPS-SR-EZ-ST-IN | DUCT STATIC PRESSURE SENSOR, 4-20MA W/DISPLAY |  |  | https://bapisensors.sharepoint.com/sites/BAPIMediaLibrary/Shared%20Documents/Datasheets/ZPS_EZ_NoPrice-v17.pdf | https://bapisensors.sharepoint.com/sites/BAPIMediaLibrary/Shared%20Documents/Instructions/49584_ins_EZPS_Standard_Range.pdf
BA/T1K0TO130FD12BB2TS | BA/T1K0TO130FD12BB2TS | DUCT TEMP 12IN TRANS 0-130F, BB2, TERM STRIP |  | https://bapisensors.sharepoint.com/sites/BAPIMediaLibrary/Shared%20Documents/Product%20Images/Duct_Temp_BB2_2020.png | https://bapisensors.sharepoint.com/sites/BAPIMediaLibrary/Shared%20Documents/Datasheets/DuctUnits_temp_NoPrice-v17.pdf | https://bapisensors.sharepoint.com/sites/BAPIMediaLibrary/Shared%20Documents/Instructions/20913_ins_Duct_Active.pdf
BA/T1K0TO130FD12BB2TS5PTNIST | BA/T1K0TO130FD12BB2TS5PTNIST | DUCT TEMP 12IN TRANS 0-130F, BB2, TERM STRIP, 5PT NIST |  | https://bapisensors.sharepoint.com/sites/BAPIMediaLibrary/Shared%20Documents/Product%20Images/Duct_Temp_BB2_2020.png | https://bapisensors.sharepoint.com/sites/BAPIMediaLibrary/Shared%20Documents/Datasheets/DuctUnits_temp_NoPrice-v17.pdf | https://bapisensors.sharepoint.com/sites/BAPIMediaLibrary/Shared%20Documents/Instructions/20913_ins_Duct_Active.pdf
BA/T1K0TO130FD4BB2TS | BA/T1K0TO130FD4BB2TS | DUCT TEMP 4IN TRANS 0-130F, BB2, TERM STRIP |  | https://bapisensors.sharepoint.com/sites/BAPIMediaLibrary/Shared%20Documents/Product%20Images/Duct_Temp_BB2_2020.png | https://bapisensors.sharepoint.com/sites/BAPIMediaLibrary/Shared%20Documents/Datasheets/DuctUnits_temp_NoPrice-v17.pdf | https://bapisensors.sharepoint.com/sites/BAPIMediaLibrary/Shared%20Documents/Instructions/20913_ins_Duct_Active.pdf
A/TT1K-HT-D-4-4-BB | A/TT1K-HT-D-4"-4-BB | DUCT TEMP SENSOR 4" 0-700F HT BELL BOX |  |  | https://bapisensors.sharepoint.com/sites/BAPIMediaLibrary/Shared%20Documents/Datasheets/DuctUnits_temp_NoPrice-v17.pdf | https://bapisensors.sharepoint.com/sites/BAPIMediaLibrary/Shared%20Documents/Instructions/20913_ins_Duct_Active.pdf
A/TT1K-HT-D-4-4-GD | A/TT1K-HT-D-4"-4-GD | DUCT TEMP SENSOR 4" 0-700F HT GALVANIZED ENCLOSURE |  | https://bapisensors.sharepoint.com/sites/BAPIMediaLibrary/Shared%20Documents/Product%20Images/Duct_Temp_JBox_2020.png | https://bapisensors.sharepoint.com/sites/BAPIMediaLibrary/Shared%20Documents/Datasheets/DuctUnits_temp_NoPrice-v17.pdf | https://bapisensors.sharepoint.com/sites/BAPIMediaLibrary/Shared%20Documents/Instructions/20913_ins_Duct_Active.pdf
BA/BB | BA/BB | ENCLOSURE BAPI-BOX POLYCARBONATE |  | https://bapisensors.sharepoint.com/sites/BAPIMediaLibrary/Shared%20Documents/Product%20Images/BAPI-Box_Enclosure.png
BA/BB2 | BA/BB2 | ENCLOSURE BAPI-BOX2 POLYCARBONATE |  | https://bapisensors.sharepoint.com/sites/BAPIMediaLibrary/Shared%20Documents/Product%20Images/BAPI-Box2_Enclosure.png
BA/TQF-E-2-C60-X | BA/TQF-E-2-C60-X | QUANTUM TEMP SENSOR W/DISPLAY, PUSHBUTTON SET POINT |  | https://bapisensors.sharepoint.com/sites/BAPIMediaLibrary/Shared%20Documents/Product%20Images/Quantum_Temperature_Only.png | https://bapisensors.sharepoint.com/sites/BAPIMediaLibrary/Shared%20Documents/Datasheets/BS_Quantum_Temp_NoPrice-v17.pdf | https://bapisensors.sharepoint.com/sites/BAPIMediaLibrary/Shared%20Documents/Instructions/41011_ins_quantum_btn_temp_display.pdf
BA/BG | BA/BG | LARGE BAPI GUARD TSTAT PROTECTOR |  |  | https://bapisensors.sharepoint.com/sites/BAPIMediaLibrary/Shared%20Documents/Datasheets/BAPI_Guard_NoPrice.pdf | https://bapisensors.sharepoint.com/sites/BAPIMediaLibrary/Shared%20Documents/Instructions/17149_ins_BAPI_Guard.pdf
BA/LDT4-PS-BB | BA/LDT4-PS-BB | LEAK DET TWO 5A RELAYS INTEGRAL SENSOR |  | https://bapisensors.sharepoint.com/sites/BAPIMediaLibrary/Shared%20Documents/Product%20Images/WaterLeak-AttachedSensor-300pix.png | https://bapisensors.sharepoint.com/sites/BAPIMediaLibrary/Shared%20Documents/Datasheets/Water_Leak_Detector_BB_5Amp_NoPrice.pdf | https://bapisensors.sharepoint.com/sites/BAPIMediaLibrary/Shared%20Documents/Instructions/26268_ins_LDT.pdf
BA/LTD4PSBBLTF | BA/LTD4-PS-BB-LTF | LEAK DET TWO 5A RELAYS INTEGRAL SENSOR LT FITTING |  | https://bapisensors.sharepoint.com/sites/BAPIMediaLibrary/Shared%20Documents/Product%20Images/WaterLeak-AttachedSensor-LTF-300pix.png | https://bapisensors.sharepoint.com/sites/BAPIMediaLibrary/Shared%20Documents/Datasheets/Water_Leak_Detector_BB_5Amp_NoPrice.pdf | https://bapisensors.sharepoint.com/sites/BAPIMediaLibrary/Shared%20Documents/Instructions/26268_ins_LDT.pdf
BA/LDT4-RR100BB | BA/LDT4-RR100-BB | LEAK DET TWO 5A RELAYS REM 100FT SENSOR PLENUM |  | https://bapisensors.sharepoint.com/sites/BAPIMediaLibrary/Shared%20Documents/Product%20Images/WaterLeak_Rope_300pix.png | https://bapisensors.sharepoint.com/sites/BAPIMediaLibrary/Shared%20Documents/Datasheets/Water_Leak_RopeSensor_BB_5Amp_NoPrice.pdf | https://bapisensors.sharepoint.com/sites/BAPIMediaLibrary/Shared%20Documents/Instructions/26268_ins_LDT.pdf
BA/LDT4-RS10-BB | BA/LDT4-RS10-BB | LEAK DET TWO 5A RELAYS REM 10FT SENSOR |  | https://bapisensors.sharepoint.com/sites/BAPIMediaLibrary/Shared%20Documents/Product%20Images/WaterLeak_Rope_300pix.png | https://bapisensors.sharepoint.com/sites/BAPIMediaLibrary/Shared%20Documents/Datasheets/Water_Leak_RopeSensor_BB_5Amp_NoPrice.pdf | https://bapisensors.sharepoint.com/sites/BAPIMediaLibrary/Shared%20Documents/Instructions/26268_ins_LDT.pdf
BA/LDT4-RR10-BB | BA/LDT4-RR10-BB | LEAK DET TWO 5A RELAYS REM 10FT SENSOR PLENUM |  | https://bapisensors.sharepoint.com/sites/BAPIMediaLibrary/Shared%20Documents/Product%20Images/WaterLeak_Rope_300pix.png | https://bapisensors.sharepoint.com/sites/BAPIMediaLibrary/Shared%20Documents/Datasheets/Water_Leak_RopeSensor_BB_5Amp_NoPrice.pdf | https://bapisensors.sharepoint.com/sites/BAPIMediaLibrary/Shared%20Documents/Instructions/26268_ins_LDT.pdf
BA/LDT4-RS25-BB | BA/LDT4-RS25-BB | LEAK DET TWO 5A RELAYS REM 25FT SENSOR |  | https://bapisensors.sharepoint.com/sites/BAPIMediaLibrary/Shared%20Documents/Product%20Images/WaterLeak_Rope_300pix.png | https://bapisensors.sharepoint.com/sites/BAPIMediaLibrary/Shared%20Documents/Datasheets/Water_Leak_RopeSensor_BB_5Amp_NoPrice.pdf | https://bapisensors.sharepoint.com/sites/BAPIMediaLibrary/Shared%20Documents/Instructions/26268_ins_LDT.pdf
BA/LDT4-RR25-BB | BA/LDT4-RR25-BB | LEAK DET TWO 5A RELAYS REM 25FT SENSOR PLENUM |  | https://bapisensors.sharepoint.com/sites/BAPIMediaLibrary/Shared%20Documents/Product%20Images/WaterLeak_Rope_300pix.png | https://bapisensors.sharepoint.com/sites/BAPIMediaLibrary/Shared%20Documents/Datasheets/Water_Leak_RopeSensor_BB_5Amp_NoPrice.pdf | https://bapisensors.sharepoint.com/sites/BAPIMediaLibrary/Shared%20Documents/Instructions/26268_ins_LDT.pdf
BA/LDT4-RR50-BB | BA/LDT4-RR50-BB | LEAK DET TWO 5A RELAYS REM 50FT SENSOR PLENUM |  | https://bapisensors.sharepoint.com/sites/BAPIMediaLibrary/Shared%20Documents/Product%20Images/WaterLeak_Rope_300pix.png | https://bapisensors.sharepoint.com/sites/BAPIMediaLibrary/Shared%20Documents/Datasheets/Water_Leak_RopeSensor_BB_5Amp_NoPrice.pdf | https://bapisensors.sharepoint.com/sites/BAPIMediaLibrary/Shared%20Documents/Instructions/26268_ins_LDT.pdf
BA/LDT4-RS5-BB | BA/LDT4-RS5-BB | LEAK DET TWO 5A RELAYS REM 5FT SENSOR |  | https://bapisensors.sharepoint.com/sites/BAPIMediaLibrary/Shared%20Documents/Product%20Images/WaterLeak_Rope_300pix.png | https://bapisensors.sharepoint.com/sites/BAPIMediaLibrary/Shared%20Documents/Datasheets/Water_Leak_RopeSensor_BB_5Amp_NoPrice.pdf | https://bapisensors.sharepoint.com/sites/BAPIMediaLibrary/Shared%20Documents/Instructions/26268_ins_LDT.pdf
BA/LDT4-RR100-BB-LTF | BA/LDT4-RR100-BB-LTF | LEAK DET TWO 5A RELAYS SPDT CONTACTS, REM SEN |  | https://bapisensors.sharepoint.com/sites/BAPIMediaLibrary/Shared%20Documents/Product%20Images/WaterLeak_Rope_LTF_300pix.png | https://bapisensors.sharepoint.com/sites/BAPIMediaLibrary/Shared%20Documents/Datasheets/Water_Leak_RopeSensor_BB_5Amp_NoPrice.pdf | https://bapisensors.sharepoint.com/sites/BAPIMediaLibrary/Shared%20Documents/Instructions/26268_ins_LDT.pdf
BA/LDT4-RS25-BB-LTF | BA/LDT4-RS25-BB-LTF | LEAK DETECTOR WATER, 24 VAC |  | https://bapisensors.sharepoint.com/sites/BAPIMediaLibrary/Shared%20Documents/Product%20Images/WaterLeak_Rope_LTF_300pix.png | https://bapisensors.sharepoint.com/sites/BAPIMediaLibrary/Shared%20Documents/Datasheets/Water_Leak_Detector_BB_5Amp_NoPrice.pdf | https://bapisensors.sharepoint.com/sites/BAPIMediaLibrary/Shared%20Documents/Instructions/26268_ins_LDT.pdf
BAADP5257OFW | BA/ADP-525-7-OFW | OFF WHITE 7 X 525 ADAPTOR PLATE |  | https://bapisensors.sharepoint.com/sites/BAPIMediaLibrary/Shared%20Documents/Product%20Images/525-7_OFW.png | https://bapisensors.sharepoint.com/sites/BAPIMediaLibrary/Shared%20Documents/Datasheets/Adaptor_Plates_NoPrice.pdf | https://bapisensors.sharepoint.com/sites/BAPIMediaLibrary/Shared%20Documents/Instructions/10488_ins_adapter_plate.pdf
BA/20K-O-BB2 | BA/20K-O-BB2 | OSA 20K THMS BAPI BOX 2 |  |  | https://bapisensors.sharepoint.com/sites/BAPIMediaLibrary/Shared%20Documents/Datasheets/Outside_Air_temp_NoPrice-v17.pdf | https://bapisensors.sharepoint.com/sites/BAPIMediaLibrary/Shared%20Documents/Instructions/20909_ins_OSA_Passive.pdf
BA/LLV-20-FC | BA/LLV-20-FC | OUTDOOR LIGHT LEVEL SENSOR 4-20MA 0-875F |  |  | https://bapisensors.sharepoint.com/sites/BAPIMediaLibrary/Shared%20Documents/Datasheets/Light_Level_Sensor_NoPrice.pdf | https://bapisensors.sharepoint.com/sites/BAPIMediaLibrary/Shared%20Documents/Instructions/38244_ins_Light_Level.pdf
ZPS-ACC10 | ZPS-ACC10 | OUTSIDE AIR PICKUP W/ENCLOSURE |  |  | https://bapisensors.sharepoint.com/sites/BAPIMediaLibrary/Shared%20Documents/Datasheets/Outside_Air_Pickup_NoPrice-v17.pdf | https://bapisensors.sharepoint.com/sites/BAPIMediaLibrary/Shared%20Documents/Instructions/14358_ins_zps_out.pdf
BA/SPO2 | BA/SP-O2 | OVERRIDE PUSHBUTTON SS PLATE |  | https://assets.kele.com/assets/product/w_300/e1dd9304d36dd83e14f40dae54b418cd2784256c/ba10k3spo2.jpg | https://bapisensors.sharepoint.com/sites/BAPIMediaLibrary/Shared%20Documents/Datasheets/WallPlates_temp_NoPrice-v17.pdf | https://bapisensors.sharepoint.com/sites/BAPIMediaLibrary/Shared%20Documents/Instructions/8587_ins_sp_ap_o_01_02.pdf
BA/THP40TO120F-H220-12 | BA/THP40TO120F-H220-12 | PENDANT TEMPERATURE AND HUMIDITY SENSOR |  |  | https://bapisensors.sharepoint.com/sites/BAPIMediaLibrary/Shared%20Documents/Datasheets/Pendant_Sensor_NoPrice-v17.pdf | https://bapisensors.sharepoint.com/sites/BAPIMediaLibrary/Shared%20Documents/Instructions/52374_ins_Temp_Humidity_Pendant_Sensor.pdf
ZPS-ACC11 | ZPS-ACC11 | PITOT PRESS PROBE ASSEMBLY |  | https://bapisensors.sharepoint.com/sites/BAPIMediaLibrary/Shared%20Documents/Product%20Images/ACC11-Layer.png | https://bapisensors.sharepoint.com/sites/BAPIMediaLibrary/Shared%20Documents/Datasheets/ZPS_Pickup_Ports_NoPrice-v17.pdf | https://bapisensors.sharepoint.com/sites/BAPIMediaLibrary/Shared%20Documents/Instructions/13044_ins_ZPS_ACC.pdf
ZPS-ACC12 | ZPS-ACC12 | PITOT PRESS PROBE ASSEMBLY |  | https://bapisensors.sharepoint.com/sites/BAPIMediaLibrary/Shared%20Documents/Product%20Images/ACC12-300pix.png | https://bapisensors.sharepoint.com/sites/BAPIMediaLibrary/Shared%20Documents/Datasheets/ZPS_Pickup_Ports_NoPrice-v17.pdf | https://bapisensors.sharepoint.com/sites/BAPIMediaLibrary/Shared%20Documents/Instructions/13044_ins_ZPS_ACC.pdf
BA/ZPM-LR-ST-D-BB | BA/ZPM-LR-ST-D-BB | PRESS TRANS,4-20MA 0 TO 1.00 WC, STATIC TUBE |  |  | https://bapisensors.sharepoint.com/sites/BAPIMediaLibrary/Shared%20Documents/Datasheets/ZPM_BB_PrecisionAccuracy_NoPrice.pdf | https://bapisensors.sharepoint.com/sites/BAPIMediaLibrary/Shared%20Documents/Instructions/47139_ins_ZPM_LR_BB.pdf
BA/AQX-H | BA/AQX-H | QUANTUM CO2 ROOM SENSOR, DUAL CH 0-10V 0-10K PPM |  |  | https://bapisensors.sharepoint.com/sites/BAPIMediaLibrary/Shared%20Documents/Datasheets/CO2_Quantum_Prime_NoPrice-v17.pdf | https://bapisensors.sharepoint.com/sites/BAPIMediaLibrary/Shared%20Documents/Instructions/40696_ins_BSQPrime_CO2.pdf
BA/AQX-D | BA/AQX-D | QUANTUM CO2 ROOM SENSOR, DUAL CH 0-10V 0-2K PPM |  |  | https://bapisensors.sharepoint.com/sites/BAPIMediaLibrary/Shared%20Documents/Datasheets/CO2_Quantum_Prime_NoPrice-v17.pdf | https://bapisensors.sharepoint.com/sites/BAPIMediaLibrary/Shared%20Documents/Instructions/40696_ins_BSQPrime_CO2.pdf
BA/AQX-F | BA/AQX-F | QUANTUM CO2 ROOM SENSOR, DUAL CH 0-10V 0-5K PPM |  |  | https://bapisensors.sharepoint.com/sites/BAPIMediaLibrary/Shared%20Documents/Datasheets/CO2_Quantum_Prime_NoPrice-v17.pdf | https://bapisensors.sharepoint.com/sites/BAPIMediaLibrary/Shared%20Documents/Instructions/40696_ins_BSQPrime_CO2.pdf
BA/AQX-C | BA/AQX-C | QUANTUM CO2 ROOM SENSOR, DUAL CH 0-5V 0-2K PPM |  |  | https://bapisensors.sharepoint.com/sites/BAPIMediaLibrary/Shared%20Documents/Datasheets/CO2_Quantum_Prime_NoPrice-v17.pdf | https://bapisensors.sharepoint.com/sites/BAPIMediaLibrary/Shared%20Documents/Instructions/40696_ins_BSQPrime_CO2.pdf
BA/AQX-E | BA/AQX-E | QUANTUM CO2 ROOM SENSOR, DUAL CH 0-5V 0-5K PPM |  |  | https://bapisensors.sharepoint.com/sites/BAPIMediaLibrary/Shared%20Documents/Datasheets/CO2_Quantum_Prime_NoPrice-v17.pdf | https://bapisensors.sharepoint.com/sites/BAPIMediaLibrary/Shared%20Documents/Instructions/40696_ins_BSQPrime_CO2.pdf
ZPS-ACC04 | ZPS-ACC04 | QUANTUM ENCL STATIC PRESSURE P/U |  | https://bapisensors.sharepoint.com/sites/BAPIMediaLibrary/Shared%20Documents/Product%20Images/BAPI-Stat-Quantum-No-Display.png | https://bapisensors.sharepoint.com/sites/BAPIMediaLibrary/Shared%20Documents/Datasheets/ZPS_Pickup_Ports_NoPrice-v17.pdf
BA/WT-BLE-Q-BAT | BA/WT-BLE-Q-BAT | QUANTUM WIRELESS TEMP SENSOR, BATTERY POWERED |  | https://bapisensors.sharepoint.com/sites/BAPIMediaLibrary/Shared%20Documents/Product%20Images/Wireless-Quantums.png | https://bapisensors.sharepoint.com/sites/BAPIMediaLibrary/Shared%20Documents/Datasheets/Wireless_BLE_Quantum_Temp_NoPrice.pdf | https://bapisensors.sharepoint.com/sites/BAPIMediaLibrary/Shared%20Documents/Instructions/49875_Wireless_BLE_Quantum_Temp_Hum.pdf
BA/WT-BLE-Q-SO-BAT | BA/WT-BLE-Q-SO-BAT | QUANTUM WIRELESS TEMP SENSOR, W/ SETPOINT AND OVERRIDE, BATTERY POWERED |  | https://bapisensors.sharepoint.com/sites/BAPIMediaLibrary/Shared%20Documents/Product%20Images/Wireless-Quantums.png | https://bapisensors.sharepoint.com/sites/BAPIMediaLibrary/Shared%20Documents/Datasheets/Wireless_BLE_Quantum_Temp_NoPrice.pdf | https://bapisensors.sharepoint.com/sites/BAPIMediaLibrary/Shared%20Documents/Instructions/49875_Wireless_BLE_Quantum_Temp_Hum.pdf
BA/WT-BLE-Q-S-BAT | BA/WT-BLE-Q-S-BAT | QUANTUM WIRELESS TEMP SENSOR, W/ SETPOINT, BATTERY POWERED |  | https://bapisensors.sharepoint.com/sites/BAPIMediaLibrary/Shared%20Documents/Product%20Images/Wireless-Quantums.png | https://bapisensors.sharepoint.com/sites/BAPIMediaLibrary/Shared%20Documents/Datasheets/Wireless_BLE_Quantum_Temp_NoPrice.pdf | https://bapisensors.sharepoint.com/sites/BAPIMediaLibrary/Shared%20Documents/Instructions/49875_Wireless_BLE_Quantum_Temp_Hum.pdf
BA/WTH-BLE-Q-BAT | BA/WTH-BLE-Q-BAT | QUANTUM WIRELESS TEMP/RH SENSOR, BATTERY POWERED |  | https://bapisensors.sharepoint.com/sites/BAPIMediaLibrary/Shared%20Documents/Product%20Images/Wireless-Quantums.png | https://bapisensors.sharepoint.com/sites/BAPIMediaLibrary/Shared%20Documents/Datasheets/Wireless_BLE_Quantum_TempRH_NoPrice.pdf | https://bapisensors.sharepoint.com/sites/BAPIMediaLibrary/Shared%20Documents/Instructions/49875_Wireless_BLE_Quantum_Temp_Hum.pdf
BA/WTH-BLE-Q-SO-BAT | BA/WTH-BLE-Q-SO-BAT | QUANTUM WIRELESS TEMP/RH SENSOR, W/ SETPOINT AND OVERRIDE, BATTERY POWERED |  | https://bapisensors.sharepoint.com/sites/BAPIMediaLibrary/Shared%20Documents/Product%20Images/Wireless-Quantums.png | https://bapisensors.sharepoint.com/sites/BAPIMediaLibrary/Shared%20Documents/Datasheets/Wireless_BLE_Quantum_TempRH_NoPrice.pdf | https://bapisensors.sharepoint.com/sites/BAPIMediaLibrary/Shared%20Documents/Instructions/49875_Wireless_BLE_Quantum_Temp_Hum.pdf
BA/WTH-BLE-Q-S-BAT | BA/WTH-BLE-Q-S-BAT | QUANTUM WIRELESS TEMP/RH SENSOR, W/ SETPOINT, BATTERY POWERED |  | https://bapisensors.sharepoint.com/sites/BAPIMediaLibrary/Shared%20Documents/Product%20Images/Wireless-Quantums.png | https://bapisensors.sharepoint.com/sites/BAPIMediaLibrary/Shared%20Documents/Datasheets/Wireless_BLE_Quantum_TempRH_NoPrice.pdf | https://bapisensors.sharepoint.com/sites/BAPIMediaLibrary/Shared%20Documents/Instructions/49875_Wireless_BLE_Quantum_Temp_Hum.pdf
BA/RR100 | BA/RR100 | REMOTE ROPE SENSOR 100' PLENUM-RATED SENSOR CABLE |  |  | https://bapisensors.sharepoint.com/sites/BAPIMediaLibrary/Shared%20Documents/Datasheets/Water_Leak_RopeSensor_BB_5Amp_NoPrice.pdf | https://bapisensors.sharepoint.com/sites/BAPIMediaLibrary/Shared%20Documents/Instructions/26268_ins_LDT.pdf
BA/RLD-EL | BA/RLD-EL | REPLACEMENT ELEMENT |  | https://bapisensors.sharepoint.com/sites/BAPIMediaLibrary/Shared%20Documents/Product%20Images/Refrigerant_Leak_Detector_ReplacementElement.png | https://bapisensors.sharepoint.com/sites/BAPIMediaLibrary/Shared%20Documents/Datasheets/Refrigerant_Leak_Detector_NoPrice-v17.pdf | https://bapisensors.sharepoint.com/sites/BAPIMediaLibrary/Shared%20Documents/Instructions/23983_ins_refrigerant.pdf
BA/KEY16187 | BA/KEY16187 | REPLACEMENT KEY |  |  | https://bapisensors.sharepoint.com/sites/BAPIMediaLibrary/Shared%20Documents/Datasheets/Key_Foam_Insulator_NoPrice.pdf
BA/ROM-BLE-102-EZ | BA/ROM-BLE-102-EZ | RESISANCE OUTPUT MODULE, 10K-2 THERMISTOR |  |  | https://bapisensors.sharepoint.com/sites/BAPIMediaLibrary/Shared%20Documents/Datasheets/Wireless_BLE_ROM_NoPrice.pdf | https://bapisensors.sharepoint.com/sites/BAPIMediaLibrary/Shared%20Documents/Instructions/50335_Wireless_BLE_Receiver_AOM.pdf
BA/ROM-BLE-103-EZ | BA/ROM-BLE-103-EZ | RESISANCE OUTPUT MODULE, 10K-3 THERMISTOR |  |  | https://bapisensors.sharepoint.com/sites/BAPIMediaLibrary/Shared%20Documents/Datasheets/Wireless_BLE_ROM_NoPrice.pdf | https://bapisensors.sharepoint.com/sites/BAPIMediaLibrary/Shared%20Documents/Instructions/50335_Wireless_BLE_Receiver_AOM.pdf
BA/T1K(20-120F)-SP | BA/T1K(20-120F)-SP | ROOM TEMP SENSOR W/SOLD WALL PLATE |  | https://assets.kele.com/assets/product/w_300/7cd3312ce80c457fb590137209103afd6bbdb05a/ba100ap.jpg | https://bapisensors.sharepoint.com/sites/BAPIMediaLibrary/Shared%20Documents/Datasheets/WallPlates_temp_NoPrice.pdf | https://bapisensors.sharepoint.com/sites/BAPIMediaLibrary/Shared%20Documents/Instructions/9518_ins_txmtr.pdf
BA/T1K0TO130FB4SDX16L6JCG | BA/T1K0TO130FB4SDX16L6JCG | ROOM TEMP SENSOR, 1K OHM RTD, 4-20MA OUT, 0-130F |  | https://bapisensors.sharepoint.com/sites/BAPIMediaLibrary/Shared%20Documents/Product%20Images/BAPIStat4_Temperature.png | https://bapisensors.sharepoint.com/sites/BAPIMediaLibrary/Shared%20Documents/Datasheets/T1K_temp_NoPrice-v17.pdf | https://bapisensors.sharepoint.com/sites/BAPIMediaLibrary/Shared%20Documents/Instructions/24909_ins_T1K-B4.pdf
BA/T1K0TO130FB4SXXZCG | BA/T1K0TO130FB4SXXZCG | ROOM TEMP SENSOR, 1K OHM RTD, 4-20MA OUT, 0-130F |  | https://bapisensors.sharepoint.com/sites/BAPIMediaLibrary/Shared%20Documents/Product%20Images/BAPIStat4_Temperature.png | https://bapisensors.sharepoint.com/sites/BAPIMediaLibrary/Shared%20Documents/Datasheets/T1K_temp_NoPrice-v17.pdf | https://bapisensors.sharepoint.com/sites/BAPIMediaLibrary/Shared%20Documents/Datasheets/T1K_temp_NoPrice-v17.pdf
BA/T1K0TO130FB4SXXZCG5PTNIST | BA/T1K0TO130FB4SXXZCG5PTNIST | ROOM TEMP SENSOR, 1K OHM RTD, 4-20MA OUT, 0-130F |  | https://bapisensors.sharepoint.com/sites/BAPIMediaLibrary/Shared%20Documents/Product%20Images/BAPIStat4_Temperature.png | https://bapisensors.sharepoint.com/sites/BAPIMediaLibrary/Shared%20Documents/Datasheets/T1K_temp_NoPrice-v17.pdf | https://bapisensors.sharepoint.com/sites/BAPIMediaLibrary/Shared%20Documents/Datasheets/T1K_temp_NoPrice-v17.pdf
BA/BBV-CO | BA/BBV-CO | ROUGH SERVICE CO SENSOR |  |  | https://bapisensors.sharepoint.com/sites/BAPIMediaLibrary/Shared%20Documents/Datasheets/CO_Rough_Service_NoPrice.pdf | https://bapisensors.sharepoint.com/sites/BAPIMediaLibrary/Shared%20Documents/Instructions/51722_ins_CO_Rough_Service.pdf
BA/BBV-COV-102-H | BA/BBV-COV-102-H | ROUGH SERVICE CO SENSOR WITH 10K-2 THERMISTOR TEMP/RH |  |  | https://bapisensors.sharepoint.com/sites/BAPIMediaLibrary/Shared%20Documents/Datasheets/CO_Rough_Service_NoPrice.pdf | https://bapisensors.sharepoint.com/sites/BAPIMediaLibrary/Shared%20Documents/Instructions/51722_ins_CO_Rough_Service.pdf
BA/BBV-COV-103-H | BA/BBV-COV-103-H | ROUGH SERVICE CO SENSOR WITH 10K-3 THERMISTOR TEMP/RH |  |  | https://bapisensors.sharepoint.com/sites/BAPIMediaLibrary/Shared%20Documents/Datasheets/CO_Rough_Service_NoPrice.pdf | https://bapisensors.sharepoint.com/sites/BAPIMediaLibrary/Shared%20Documents/Instructions/51722_ins_CO_Rough_Service.pdf
BA/BBV-COV-20-H | BA/BBV-COV-20-H | ROUGH SERVICE CO SENSOR WITH 20K THERMISTOR TEMP/RH |  |  | https://bapisensors.sharepoint.com/sites/BAPIMediaLibrary/Shared%20Documents/Datasheets/CO_Rough_Service_NoPrice.pdf | https://bapisensors.sharepoint.com/sites/BAPIMediaLibrary/Shared%20Documents/Instructions/51722_ins_CO_Rough_Service.pdf
BA/BBV-COBN | BA/BBV-COBN | ROUGH SERVICE CO SENSOR WITH BACNET OUTPUT |  |  | https://bapisensors.sharepoint.com/sites/BAPIMediaLibrary/Shared%20Documents/Datasheets/CO_Rough_Service_NoPrice.pdf | https://bapisensors.sharepoint.com/sites/BAPIMediaLibrary/Shared%20Documents/Instructions/51722_ins_CO_Rough_Service.pdf
BA/RLD | BA/RLD | Rough Service Refrigerant Leak Detector in a Blue BAPI-Box Encl |  |  | https://bapisensors.sharepoint.com/sites/BAPIMediaLibrary/Shared%20Documents/Datasheets/Refrigerant_Leak_Detector_NoPrice-v17.pdf | https://bapisensors.sharepoint.com/sites/BAPIMediaLibrary/Shared%20Documents/Instructions/23983_ins_refrigerant.pdf
BA/RLD-W | BA/RLD-W | ROUGH SERVICE REFRIGERANT LEAK DETECTOR IN A WHITE BAPI-BOX ENCL |  |  | https://bapisensors.sharepoint.com/sites/BAPIMediaLibrary/Shared%20Documents/Datasheets/Refrigerant_Leak_Detector_NoPrice-v17.pdf | https://bapisensors.sharepoint.com/sites/BAPIMediaLibrary/Shared%20Documents/Instructions/23983_ins_refrigerant.pdf
BA/116 | BA/116 | SCREWDRIVER ALLEN WRENCH COMBO |  |  | https://bapisensors.sharepoint.com/sites/BAPIMediaLibrary/Shared%20Documents/Datasheets/Screwdriver_AllenWrench_NoPrice.pdf
BA/116W | BA/116W | SCREWDRIVER ALLEN WRENCH COMBO |  |  | https://bapisensors.sharepoint.com/sites/BAPIMediaLibrary/Shared%20Documents/Datasheets/Screwdriver_AllenWrench_NoPrice.pdf
BA/10K-3-I-4" | BA/10K-3-I-4" | SENSOR IMMERSION 4" W/ J BOX |  |  | https://bapisensors.sharepoint.com/sites/BAPIMediaLibrary/Shared%20Documents/Datasheets/Immersion_temp_NoPrice-v17.pdf | https://bapisensors.sharepoint.com/sites/BAPIMediaLibrary/Shared%20Documents/Instructions/20907_ins_Immersion_Passive.pdf
BA/20K-A-12'-NB | BA/20K-A-12'-NB | SENSOR TEMP AVG 12FT 20K NO BOX |  |  | https://bapisensors.sharepoint.com/sites/BAPIMediaLibrary/Shared%20Documents/Datasheets/Duct_Avg_temp_NoPrice-v17.pdf | https://bapisensors.sharepoint.com/sites/BAPIMediaLibrary/Shared%20Documents/Instructions/20903_ins_duct_avg_passive.pdf
BA/LLV-10-LX0TO2000 | BA/LLV-10-LX0TO2000 | SENSOR, 0-10V OUTPUT, 0 TO 2000 LUX |  |  | https://bapisensors.sharepoint.com/sites/BAPIMediaLibrary/Shared%20Documents/Datasheets/Light_Level_Sensor_NoPrice.pdf
BA/LLV-10-FC0TO875 | BA/LLV-10-FC0TO875 | SENSOR, 0-10V OUTPUT, 0-875 FOOT CANDLE RANGE |  |  | https://bapisensors.sharepoint.com/sites/BAPIMediaLibrary/Shared%20Documents/Datasheets/Light_Level_Sensor_NoPrice.pdf | https://bapisensors.sharepoint.com/sites/BAPIMediaLibrary/Shared%20Documents/Instructions/38244_ins_Light_Level.pdf
BA/LLV-05-LX0TO2000 | BA/LLV-05-LX0TO2000 | SENSOR, 0-5V OUTPUT, 0 TO 2000 LUX |  |  | https://bapisensors.sharepoint.com/sites/BAPIMediaLibrary/Shared%20Documents/Datasheets/Light_Level_Sensor_NoPrice.pdf | https://bapisensors.sharepoint.com/sites/BAPIMediaLibrary/Shared%20Documents/Instructions/38244_ins_Light_Level.pdf
BA/LLV-05-FC0TO875 | BA/LLV-05-FC0TO875 | SENSOR, 0-5V OUTPUT, 0-875 FOOT CANDLE RANGE |  |  | https://bapisensors.sharepoint.com/sites/BAPIMediaLibrary/Shared%20Documents/Datasheets/Light_Level_Sensor_NoPrice.pdf | https://bapisensors.sharepoint.com/sites/BAPIMediaLibrary/Shared%20Documents/Instructions/38244_ins_Light_Level.pdf
BA/LLV-20-LX0TO2000 | BA/LLV-20-LX0TO2000 | SENSOR, 4-20MA OUTPUT, 0 TO 2000 LUX |  |  | https://bapisensors.sharepoint.com/sites/BAPIMediaLibrary/Shared%20Documents/Datasheets/Light_Level_Sensor_NoPrice.pdf | https://bapisensors.sharepoint.com/sites/BAPIMediaLibrary/Shared%20Documents/Instructions/38244_ins_Light_Level.pdf
BA/LLV-20-FC0TO875 | BA/LLV-20-FC0TO875 | SENSOR, 4-20MA OUTPUT, 0-875 FOOT CANDLE RANGE |  |  | https://bapisensors.sharepoint.com/sites/BAPIMediaLibrary/Shared%20Documents/Datasheets/Light_Level_Sensor_NoPrice.pdf | https://bapisensors.sharepoint.com/sites/BAPIMediaLibrary/Shared%20Documents/Instructions/38244_ins_Light_Level.pdf
BA/BG2 | BA/BG2 | SMALL BAPI GUARD TSTAT PROTECTOR |  |  | https://bapisensors.sharepoint.com/sites/BAPIMediaLibrary/Shared%20Documents/Datasheets/BAPI_Guard_NoPrice.pdf | https://bapisensors.sharepoint.com/sites/BAPIMediaLibrary/Shared%20Documents/Instructions/17149_ins_BAPI_Guard.pdf
BA/SPBIT | BA/SPBIT | SPANNER BIT FOR PART SP632X1 |  |  | https://bapisensors.sharepoint.com/sites/BAPIMediaLibrary/Shared%20Documents/Datasheets/RJ22_SecurityScrews_NoPrice.pdf
BA/SP632X1 | BA/SP632X1 | SPANNER SECURITY SCREWS (50 PER PACK) |  |  | https://bapisensors.sharepoint.com/sites/BAPIMediaLibrary/Shared%20Documents/Datasheets/RJ22_SecurityScrews_NoPrice.pdf
ZPS-ACC01 | ZPS-ACC01 | STATIC P WALL UNIT |  |  | https://bapisensors.sharepoint.com/sites/BAPIMediaLibrary/Shared%20Documents/Datasheets/ZPS_Pickup_Ports_NoPrice-v17.pdf
ZPS-ACC05 | ZPS-ACC05 | STATIC PICKUP |  |  | https://bapisensors.sharepoint.com/sites/BAPIMediaLibrary/Shared%20Documents/Datasheets/ZPS_Pickup_Ports_NoPrice-v17.pdf
ZPS-ACC06 | ZPS-ACC06 | STATIC PRESSURE CEILING UNIT W/BOX |  |  | https://bapisensors.sharepoint.com/sites/BAPIMediaLibrary/Shared%20Documents/Datasheets/ZPS_Pickup_Ports_NoPrice-v17.pdf
ZPS-ACC20 | ZPS-ACC20 | STATIC PRESSURE LOW PROFILE |  |  | https://bapisensors.sharepoint.com/sites/BAPIMediaLibrary/Shared%20Documents/Datasheets/ZPS_Pickup_Ports_NoPrice-v17.pdf
BAT1K0-100TBMAL | BA/T1K[0 TO 100F]-TB-MAL-2-BB2 | T1K-I-2IN-SS-BB2O W/AL BUFFER SERIES F |  | https://bapisensors.sharepoint.com/sites/BAPIMediaLibrary/Shared%20Documents/Product%20Images/Thermobuffers_BB2-1.png | https://bapisensors.sharepoint.com/sites/BAPIMediaLibrary/Shared%20Documents/Datasheets/Thermobuffer_NoPrice-v17.pdf | https://bapisensors.sharepoint.com/sites/BAPIMediaLibrary/Shared%20Documents/Instructions/20898_ins_Thermobuffer_Active.pdf
BA/10K-3-A-24 | BA/10K-3-A-24 | TEMP SENSOR, AVG, FLEXIBLE, 10K TYPE III, 24' PROBE, METALLIC ENCL |  | https://bapisensors.sharepoint.com/sites/BAPIMediaLibrary/Shared%20Documents/Product%20Images/Duct-Avg-JBox-2023.png | https://bapisensors.sharepoint.com/sites/BAPIMediaLibrary/Shared%20Documents/Datasheets/Duct_Avg_temp_NoPrice-v17.pdf | https://bapisensors.sharepoint.com/sites/BAPIMediaLibrary/Shared%20Documents/Instructions/20903_ins_duct_avg_passive.pdf
BA/10K2A100JB | BA/10K-2-A-100'-JB | TEMP SENSOR, AVG, FLEXIBLE, 10K TYPE II, 100.00' PROBE, METALLIC ENCL |  | https://bapisensors.sharepoint.com/sites/BAPIMediaLibrary/Shared%20Documents/Product%20Images/Duct-Avg-JBox-2023.png | https://bapisensors.sharepoint.com/sites/BAPIMediaLibrary/Shared%20Documents/Datasheets/Duct_Avg_temp_NoPrice-v17.pdf | https://bapisensors.sharepoint.com/sites/BAPIMediaLibrary/Shared%20Documents/Instructions/20903_ins_duct_avg_passive.pdf
BA/10K2A100BB | BA/10K-2-A-100'-BB | TEMP SENSOR, AVG, FLEXIBLE, 10K TYPE II, 100.00' PROBE, POLY ENCL |  | https://bapisensors.sharepoint.com/sites/BAPIMediaLibrary/Shared%20Documents/Product%20Images/Duct-Avg-BB-2023-e1728915551906.png | https://bapisensors.sharepoint.com/sites/BAPIMediaLibrary/Shared%20Documents/Datasheets/Duct_Avg_temp_NoPrice-v17.pdf | https://bapisensors.sharepoint.com/sites/BAPIMediaLibrary/Shared%20Documents/Instructions/20903_ins_duct_avg_passive.pdf
BA/10K2-A12-NB | BA/10K2-A12'-NB-18" | TEMP SENSOR, AVG, FLEXIBLE, 10K TYPE II, 12.00' PROBE, ENCL |  |  | https://bapisensors.sharepoint.com/sites/BAPIMediaLibrary/Shared%20Documents/Datasheets/Duct_Avg_temp_NoPrice-v17.pdf | https://bapisensors.sharepoint.com/sites/BAPIMediaLibrary/Shared%20Documents/Instructions/20903_ins_duct_avg_passive.pdf
BA/10K2-A12-JB | BA/10K2-A-12'-JB | TEMP SENSOR, AVG, FLEXIBLE, 10K TYPE II, 12.00' PROBE, METALLIC ENCL |  | https://bapisensors.sharepoint.com/sites/BAPIMediaLibrary/Shared%20Documents/Product%20Images/Duct-Avg-JBox-2023.png | https://bapisensors.sharepoint.com/sites/BAPIMediaLibrary/Shared%20Documents/Datasheets/Duct_Avg_temp_NoPrice-v17.pdf | https://bapisensors.sharepoint.com/sites/BAPIMediaLibrary/Shared%20Documents/Instructions/20903_ins_duct_avg_passive.pdf
BA/10K2-A12-WP | BA/10K2-A12'-WP | TEMP SENSOR, AVG, FLEXIBLE, 10K TYPE II, 12.00' PROBE, METALLIC ENCL |  |  | https://bapisensors.sharepoint.com/sites/BAPIMediaLibrary/Shared%20Documents/Datasheets/Duct_Avg_temp_NoPrice-v17.pdf | https://bapisensors.sharepoint.com/sites/BAPIMediaLibrary/Shared%20Documents/Instructions/20903_ins_duct_avg_passive.pdf
BA/10K2A12BBTS | BA/10K-2-A-12'-BB-TS | TEMP SENSOR, AVG, FLEXIBLE, 10K TYPE II, 12.00' PROBE, METALLIC ENCL |  | https://bapisensors.sharepoint.com/sites/BAPIMediaLibrary/Shared%20Documents/Product%20Images/Duct-Avg-BB-2023-e1728915551906.png | https://bapisensors.sharepoint.com/sites/BAPIMediaLibrary/Shared%20Documents/Datasheets/Duct_Avg_temp_NoPrice-v17.pdf | https://bapisensors.sharepoint.com/sites/BAPIMediaLibrary/Shared%20Documents/Instructions/20903_ins_duct_avg_passive.pdf
BA/10K2-A12-BB | BA/10K2-A12'-BB | TEMP SENSOR, AVG, FLEXIBLE, 10K TYPE II, 12.00' PROBE, POLY ENCL |  | https://bapisensors.sharepoint.com/sites/BAPIMediaLibrary/Shared%20Documents/Product%20Images/Duct-Avg-BB-2023-e1728915551906.png | https://bapisensors.sharepoint.com/sites/BAPIMediaLibrary/Shared%20Documents/Datasheets/Duct_Avg_temp_NoPrice-v17.pdf | https://bapisensors.sharepoint.com/sites/BAPIMediaLibrary/Shared%20Documents/Instructions/20903_ins_duct_avg_passive.pdf
BA/10K2-A12-BB2 | BA/10K2-A12'-BB2 | TEMP SENSOR, AVG, FLEXIBLE, 10K TYPE II, 12.00' PROBE, POLY ENCL |  | https://bapisensors.sharepoint.com/sites/BAPIMediaLibrary/Shared%20Documents/Product%20Images/Duct-Avg-BB2-2020.png | https://bapisensors.sharepoint.com/sites/BAPIMediaLibrary/Shared%20Documents/Datasheets/Duct_Avg_temp_NoPrice-v17.pdf | https://bapisensors.sharepoint.com/sites/BAPIMediaLibrary/Shared%20Documents/Instructions/20903_ins_duct_avg_passive.pdf
BA/10K2-A12-BB4 | BA/10K2-A12'-BB4 | TEMP SENSOR, AVG, FLEXIBLE, 10K TYPE II, 12.00' PROBE, POLY ENCL |  | https://bapisensors.sharepoint.com/sites/BAPIMediaLibrary/Shared%20Documents/Product%20Images/Duct_Avg_BB4-1.png | https://bapisensors.sharepoint.com/sites/BAPIMediaLibrary/Shared%20Documents/Datasheets/Duct_Avg_temp_NoPrice-v17.pdf | https://bapisensors.sharepoint.com/sites/BAPIMediaLibrary/Shared%20Documents/Instructions/20903_ins_duct_avg_passive.pdf
BA/10K2A12BB2TB | BA/10K-2-A-12'-BB2-TB | TEMP SENSOR, AVG, FLEXIBLE, 10K TYPE II, 12.00' PROBE, POLY ENCL |  | https://bapisensors.sharepoint.com/sites/BAPIMediaLibrary/Shared%20Documents/Product%20Images/Duct-Avg-BB2-2020.png | https://bapisensors.sharepoint.com/sites/BAPIMediaLibrary/Shared%20Documents/Datasheets/Duct_Avg_temp_NoPrice-v17.pdf | https://bapisensors.sharepoint.com/sites/BAPIMediaLibrary/Shared%20Documents/Instructions/20903_ins_duct_avg_passive.pdf
BA/10K2-A24-NB | BA/10K2-A24'-NB-18" | TEMP SENSOR, AVG, FLEXIBLE, 10K TYPE II, 24.00' PROBE, ENCL |  |  | https://bapisensors.sharepoint.com/sites/BAPIMediaLibrary/Shared%20Documents/Datasheets/Duct_Avg_temp_NoPrice-v17.pdf | https://bapisensors.sharepoint.com/sites/BAPIMediaLibrary/Shared%20Documents/Instructions/20903_ins_duct_avg_passive.pdf
BA/10K2-A24-JB | BA/10K2-A24'-JB | TEMP SENSOR, AVG, FLEXIBLE, 10K TYPE II, 24.00' PROBE, METALLIC ENCL |  | https://bapisensors.sharepoint.com/sites/BAPIMediaLibrary/Shared%20Documents/Product%20Images/Duct-Avg-JBox-2023.png | https://bapisensors.sharepoint.com/sites/BAPIMediaLibrary/Shared%20Documents/Datasheets/Duct_Avg_temp_NoPrice-v17.pdf | https://bapisensors.sharepoint.com/sites/BAPIMediaLibrary/Shared%20Documents/Instructions/20903_ins_duct_avg_passive.pdf
BA/10K2-A24-WP | BA/10K2-A24'-WP | TEMP SENSOR, AVG, FLEXIBLE, 10K TYPE II, 24.00' PROBE, METALLIC ENCL |  |  | https://bapisensors.sharepoint.com/sites/BAPIMediaLibrary/Shared%20Documents/Datasheets/Duct_Avg_temp_NoPrice-v17.pdf | https://bapisensors.sharepoint.com/sites/BAPIMediaLibrary/Shared%20Documents/Instructions/20903_ins_duct_avg_passive.pdf
BA/10K-2-A-24-BB2 | BA/10K-2-A-24'-BB2 | TEMP SENSOR, AVG, FLEXIBLE, 10K TYPE II, 24.00' PROBE, POLY ENCL |  | https://bapisensors.sharepoint.com/sites/BAPIMediaLibrary/Shared%20Documents/Product%20Images/Duct-Avg-BB2-2020.png | https://bapisensors.sharepoint.com/sites/BAPIMediaLibrary/Shared%20Documents/Datasheets/Duct_Avg_temp_NoPrice-v17.pdf | https://bapisensors.sharepoint.com/sites/BAPIMediaLibrary/Shared%20Documents/Instructions/20903_ins_duct_avg_passive.pdf
BA/10K2-A24-BB | BA/10K2-A24'-BB | TEMP SENSOR, AVG, FLEXIBLE, 10K TYPE II, 24.00' PROBE, POLY ENCL |  | https://bapisensors.sharepoint.com/sites/BAPIMediaLibrary/Shared%20Documents/Product%20Images/Duct-Avg-BB-2023-e1728915551906.png | https://bapisensors.sharepoint.com/sites/BAPIMediaLibrary/Shared%20Documents/Datasheets/Duct_Avg_temp_NoPrice-v17.pdf | https://bapisensors.sharepoint.com/sites/BAPIMediaLibrary/Shared%20Documents/Instructions/20903_ins_duct_avg_passive.pdf
BA/10K2-A24-BB4 | BA/10K2-A24'-BB4 | TEMP SENSOR, AVG, FLEXIBLE, 10K TYPE II, 24.00' PROBE, POLY ENCL |  | https://bapisensors.sharepoint.com/sites/BAPIMediaLibrary/Shared%20Documents/Product%20Images/Duct_Avg_BB4-1.png | https://bapisensors.sharepoint.com/sites/BAPIMediaLibrary/Shared%20Documents/Datasheets/Duct_Avg_temp_NoPrice-v17.pdf | https://bapisensors.sharepoint.com/sites/BAPIMediaLibrary/Shared%20Documents/Instructions/20903_ins_duct_avg_passive.pdf
BA/10K2A24BB2TS | BA/10K-2-A-24'-BB2-TS | TEMP SENSOR, AVG, FLEXIBLE, 10K TYPE II, 24.00' PROBE, POLY ENCL |  | https://bapisensors.sharepoint.com/sites/BAPIMediaLibrary/Shared%20Documents/Product%20Images/Duct-Avg-BB2-2020.png | https://bapisensors.sharepoint.com/sites/BAPIMediaLibrary/Shared%20Documents/Datasheets/Duct_Avg_temp_NoPrice-v17.pdf | https://bapisensors.sharepoint.com/sites/BAPIMediaLibrary/Shared%20Documents/Instructions/20903_ins_duct_avg_passive.pdf
BA/10K2A24BBTB | BA/10K-2-A-24'-BB-TB | TEMP SENSOR, AVG, FLEXIBLE, 10K TYPE II, 24.00' PROBE, POLY ENCL |  | https://bapisensors.sharepoint.com/sites/BAPIMediaLibrary/Shared%20Documents/Product%20Images/Duct-Avg-BB-2023-e1728915551906.png | https://bapisensors.sharepoint.com/sites/BAPIMediaLibrary/Shared%20Documents/Datasheets/Duct_Avg_temp_NoPrice-v17.pdf | https://bapisensors.sharepoint.com/sites/BAPIMediaLibrary/Shared%20Documents/Instructions/20903_ins_duct_avg_passive.pdf
BA/10K2A24BBTS | BA/10K-2-A-24'-BB-TS | TEMP SENSOR, AVG, FLEXIBLE, 10K TYPE II, 24.00' PROBE, POLY ENCL |  | https://bapisensors.sharepoint.com/sites/BAPIMediaLibrary/Shared%20Documents/Product%20Images/Duct-Avg-BB-2023-e1728915551906.png | https://bapisensors.sharepoint.com/sites/BAPIMediaLibrary/Shared%20Documents/Datasheets/Duct_Avg_temp_NoPrice-v17.pdf | https://bapisensors.sharepoint.com/sites/BAPIMediaLibrary/Shared%20Documents/Instructions/20903_ins_duct_avg_passive.pdf
BA/10K2A50JB | BA/10K-2-A-50'-JB | TEMP SENSOR, AVG, FLEXIBLE, 10K TYPE II, 50.00' PROBE, METALLIC ENCL |  | https://bapisensors.sharepoint.com/sites/BAPIMediaLibrary/Shared%20Documents/Product%20Images/Duct-Avg-JBox-2023.png | https://bapisensors.sharepoint.com/sites/BAPIMediaLibrary/Shared%20Documents/Datasheets/Duct_Avg_temp_NoPrice-v17.pdf | https://bapisensors.sharepoint.com/sites/BAPIMediaLibrary/Shared%20Documents/Instructions/20903_ins_duct_avg_passive.pdf
BA/10K2A50WP | BA/10K-2-A-50'-WP | TEMP SENSOR, AVG, FLEXIBLE, 10K TYPE II, 50.00' PROBE, METALLIC ENCL |  |  | https://bapisensors.sharepoint.com/sites/BAPIMediaLibrary/Shared%20Documents/Datasheets/Duct_Avg_temp_NoPrice-v17.pdf | https://bapisensors.sharepoint.com/sites/BAPIMediaLibrary/Shared%20Documents/Instructions/20903_ins_duct_avg_passive.pdf
BA/10K2A50BB | BA/10K-2-A-50'-BB | TEMP SENSOR, AVG, FLEXIBLE, 10K TYPE II, 50.00' PROBE, POLY ENCL |  | https://bapisensors.sharepoint.com/sites/BAPIMediaLibrary/Shared%20Documents/Product%20Images/Duct-Avg-BB-2023-e1728915551906.png | https://bapisensors.sharepoint.com/sites/BAPIMediaLibrary/Shared%20Documents/Datasheets/Duct_Avg_temp_NoPrice-v17.pdf | https://bapisensors.sharepoint.com/sites/BAPIMediaLibrary/Shared%20Documents/Instructions/20903_ins_duct_avg_passive.pdf
BA/10K2A50BB2 | BA/10K-2-A-50'-BB2 | TEMP SENSOR, AVG, FLEXIBLE, 10K TYPE II, 50.00' PROBE, POLY ENCL |  | https://bapisensors.sharepoint.com/sites/BAPIMediaLibrary/Shared%20Documents/Product%20Images/Duct-Avg-BB2-2020.png | https://bapisensors.sharepoint.com/sites/BAPIMediaLibrary/Shared%20Documents/Datasheets/Duct_Avg_temp_NoPrice-v17.pdf | https://bapisensors.sharepoint.com/sites/BAPIMediaLibrary/Shared%20Documents/Instructions/20903_ins_duct_avg_passive.pdf
BA/10K2-A8-NB | BA/10K2-A8'-NB-18" | TEMP SENSOR, AVG, FLEXIBLE, 10K TYPE II, 8.00' PROBE, ENCL |  |  | https://bapisensors.sharepoint.com/sites/BAPIMediaLibrary/Shared%20Documents/Datasheets/Duct_Avg_temp_NoPrice-v17.pdf | https://bapisensors.sharepoint.com/sites/BAPIMediaLibrary/Shared%20Documents/Instructions/20903_ins_duct_avg_passive.pdf
BA/10K2-A8-JB | BA/10K2-A8'-JB | TEMP SENSOR, AVG, FLEXIBLE, 10K TYPE II, 8.00' PROBE, METALLIC ENCL |  | https://bapisensors.sharepoint.com/sites/BAPIMediaLibrary/Shared%20Documents/Product%20Images/Duct-Avg-JBox-2023.png | https://bapisensors.sharepoint.com/sites/BAPIMediaLibrary/Shared%20Documents/Datasheets/Duct_Avg_temp_NoPrice-v17.pdf | https://bapisensors.sharepoint.com/sites/BAPIMediaLibrary/Shared%20Documents/Instructions/20903_ins_duct_avg_passive.pdf
BA/10K2-A8-WP | BA/10K2-A8'-WP | TEMP SENSOR, AVG, FLEXIBLE, 10K TYPE II, 8.00' PROBE, METALLIC ENCL |  |  | https://bapisensors.sharepoint.com/sites/BAPIMediaLibrary/Shared%20Documents/Datasheets/Duct_Avg_temp_NoPrice-v17.pdf | https://bapisensors.sharepoint.com/sites/BAPIMediaLibrary/Shared%20Documents/Instructions/20903_ins_duct_avg_passive.pdf
BA/10K2-A8-BB2 | BA/10K2-A8'-BB2 | TEMP SENSOR, AVG, FLEXIBLE, 10K TYPE II, 8.00' PROBE, POLY ENCL |  | https://bapisensors.sharepoint.com/sites/BAPIMediaLibrary/Shared%20Documents/Product%20Images/Duct-Avg-BB2-2020.png | https://bapisensors.sharepoint.com/sites/BAPIMediaLibrary/Shared%20Documents/Datasheets/Duct_Avg_temp_NoPrice-v17.pdf | https://bapisensors.sharepoint.com/sites/BAPIMediaLibrary/Shared%20Documents/Instructions/20903_ins_duct_avg_passive.pdf
BA/10K2-A8-BB4 | BA/10K2-A8'-BB4 | TEMP SENSOR, AVG, FLEXIBLE, 10K TYPE II, 8.00' PROBE, POLY ENCL |  | https://bapisensors.sharepoint.com/sites/BAPIMediaLibrary/Shared%20Documents/Product%20Images/Duct_Avg_BB4-1.png | https://bapisensors.sharepoint.com/sites/BAPIMediaLibrary/Shared%20Documents/Datasheets/Duct_Avg_temp_NoPrice-v17.pdf | https://bapisensors.sharepoint.com/sites/BAPIMediaLibrary/Shared%20Documents/Instructions/20903_ins_duct_avg_passive.pdf
BA/10K2A8BB | BA/10K-2-A-8'-BB | TEMP SENSOR, AVG, FLEXIBLE, 10K TYPE II, 8.00' PROBE, POLY ENCL |  | https://bapisensors.sharepoint.com/sites/BAPIMediaLibrary/Shared%20Documents/Product%20Images/Duct-Avg-BB-2023-e1728915551906.png | https://bapisensors.sharepoint.com/sites/BAPIMediaLibrary/Shared%20Documents/Datasheets/Duct_Avg_temp_NoPrice-v17.pdf | https://bapisensors.sharepoint.com/sites/BAPIMediaLibrary/Shared%20Documents/Instructions/20903_ins_duct_avg_passive.pdf
BA/10K2A8BB2TS | BA/10K-2-A-8'-BB2-TS | TEMP SENSOR, AVG, FLEXIBLE, 10K TYPE II, 8.00' PROBE, POLY ENCL |  | https://bapisensors.sharepoint.com/sites/BAPIMediaLibrary/Shared%20Documents/Product%20Images/Duct-Avg-BB2-2020.png | https://bapisensors.sharepoint.com/sites/BAPIMediaLibrary/Shared%20Documents/Datasheets/Duct_Avg_temp_NoPrice-v17.pdf | https://bapisensors.sharepoint.com/sites/BAPIMediaLibrary/Shared%20Documents/Instructions/20903_ins_duct_avg_passive.pdf
BA/10K2A8BBTS | BA/10K-2-A-8'-BB-TS | TEMP SENSOR, AVG, FLEXIBLE, 10K TYPE II, 8.00' PROBE, POLY ENCL |  | https://bapisensors.sharepoint.com/sites/BAPIMediaLibrary/Shared%20Documents/Product%20Images/Duct-Avg-BB-2023-e1728915551906.png | https://bapisensors.sharepoint.com/sites/BAPIMediaLibrary/Shared%20Documents/Datasheets/Duct_Avg_temp_NoPrice-v17.pdf | https://bapisensors.sharepoint.com/sites/BAPIMediaLibrary/Shared%20Documents/Instructions/20903_ins_duct_avg_passive.pdf
BA10K311KA100JB | BA/10K-3[11K]-A-100'-JB | TEMP SENSOR, AVG, FLEXIBLE, 10K TYPE III 11K SHUNT, 100.00' PROBE, METALLIC ENCL |  | https://bapisensors.sharepoint.com/sites/BAPIMediaLibrary/Shared%20Documents/Product%20Images/Duct-Avg-JBox-2023.png | https://bapisensors.sharepoint.com/sites/BAPIMediaLibrary/Shared%20Documents/Datasheets/Duct_Avg_temp_NoPrice-v17.pdf | https://bapisensors.sharepoint.com/sites/BAPIMediaLibrary/Shared%20Documents/Instructions/20903_ins_duct_avg_passive.pdf
BA/10K311KA12NB | BA/10K-3[11K]-A-12'-NB-18" | TEMP SENSOR, AVG, FLEXIBLE, 10K TYPE III 11K SHUNT, 12.00' PROBE, ENCL |  |  | https://bapisensors.sharepoint.com/sites/BAPIMediaLibrary/Shared%20Documents/Datasheets/Duct_Avg_temp_NoPrice-v17.pdf | https://bapisensors.sharepoint.com/sites/BAPIMediaLibrary/Shared%20Documents/Instructions/20903_ins_duct_avg_passive.pdf
BA/10K311KA12JB | BA/10K-3[11K]-A-12'-JB | TEMP SENSOR, AVG, FLEXIBLE, 10K TYPE III 11K SHUNT, 12.00' PROBE, METALLIC ENCL |  | https://bapisensors.sharepoint.com/sites/BAPIMediaLibrary/Shared%20Documents/Product%20Images/Duct-Avg-JBox-2023.png | https://bapisensors.sharepoint.com/sites/BAPIMediaLibrary/Shared%20Documents/Datasheets/Duct_Avg_temp_NoPrice-v17.pdf | https://bapisensors.sharepoint.com/sites/BAPIMediaLibrary/Shared%20Documents/Instructions/20903_ins_duct_avg_passive.pdf
BA/10K311KA12WP | BA/10K-3[11K]-A-12'-WP | TEMP SENSOR, AVG, FLEXIBLE, 10K TYPE III 11K SHUNT, 12.00' PROBE, METALLIC ENCL |  |  | https://bapisensors.sharepoint.com/sites/BAPIMediaLibrary/Shared%20Documents/Datasheets/Duct_Avg_temp_NoPrice-v17.pdf | https://bapisensors.sharepoint.com/sites/BAPIMediaLibrary/Shared%20Documents/Instructions/20903_ins_duct_avg_passive.pdf
BA/10K311KA12BB | BA/10K-3[11K]-A-12'-BB | TEMP SENSOR, AVG, FLEXIBLE, 10K TYPE III 11K SHUNT, 12.00' PROBE, POLY ENCL |  | https://bapisensors.sharepoint.com/sites/BAPIMediaLibrary/Shared%20Documents/Product%20Images/Duct-Avg-BB-2023-e1728915551906.png | https://bapisensors.sharepoint.com/sites/BAPIMediaLibrary/Shared%20Documents/Datasheets/Duct_Avg_temp_NoPrice-v17.pdf | https://bapisensors.sharepoint.com/sites/BAPIMediaLibrary/Shared%20Documents/Instructions/20903_ins_duct_avg_passive.pdf
BA/10K311KA8NB | BA/10K-3[11K]-A-8'-NB-12" | TEMP SENSOR, AVG, FLEXIBLE, 10K TYPE III 11K SHUNT, 12.00" PROBE, ENCL |  |  | https://bapisensors.sharepoint.com/sites/BAPIMediaLibrary/Shared%20Documents/Datasheets/Duct_Avg_temp_NoPrice-v17.pdf | https://bapisensors.sharepoint.com/sites/BAPIMediaLibrary/Shared%20Documents/Instructions/20903_ins_duct_avg_passive.pdf
BA/10K311KA32JB | BA/10K-3[11K]-A-32'-JB | TEMP SENSOR, AVG, FLEXIBLE, 10K TYPE III 11K SHUNT, 2.00' PROBE, METALLIC ENCL |  | https://bapisensors.sharepoint.com/sites/BAPIMediaLibrary/Shared%20Documents/Product%20Images/Duct-Avg-JBox-2023.png | https://bapisensors.sharepoint.com/sites/BAPIMediaLibrary/Shared%20Documents/Datasheets/Duct_Avg_temp_NoPrice-v17.pdf | https://bapisensors.sharepoint.com/sites/BAPIMediaLibrary/Shared%20Documents/Instructions/20903_ins_duct_avg_passive.pdf
BA/10K311KA24JB | BA/10K-3[11K]-A-24'-JB | TEMP SENSOR, AVG, FLEXIBLE, 10K TYPE III 11K SHUNT, 24.00' PROBE, METALLIC ENCL |  | https://bapisensors.sharepoint.com/sites/BAPIMediaLibrary/Shared%20Documents/Product%20Images/Duct-Avg-JBox-2023.png | https://bapisensors.sharepoint.com/sites/BAPIMediaLibrary/Shared%20Documents/Datasheets/Duct_Avg_temp_NoPrice-v17.pdf | https://bapisensors.sharepoint.com/sites/BAPIMediaLibrary/Shared%20Documents/Instructions/20903_ins_duct_avg_passive.pdf
BA/10K311KA24WP | BA/10K-3[11K]-A-24'-WP | TEMP SENSOR, AVG, FLEXIBLE, 10K TYPE III 11K SHUNT, 24.00' PROBE, METALLIC ENCL |  |  | https://bapisensors.sharepoint.com/sites/BAPIMediaLibrary/Shared%20Documents/Datasheets/Duct_Avg_temp_NoPrice-v17.pdf | https://bapisensors.sharepoint.com/sites/BAPIMediaLibrary/Shared%20Documents/Instructions/20903_ins_duct_avg_passive.pdf
BA/10K311KA24BB | BA/10K-3[11K]-A-24'-BB | TEMP SENSOR, AVG, FLEXIBLE, 10K TYPE III 11K SHUNT, 24.00' PROBE, POLY ENCL |  | https://bapisensors.sharepoint.com/sites/BAPIMediaLibrary/Shared%20Documents/Product%20Images/Duct-Avg-BB-2023-e1728915551906.png | https://bapisensors.sharepoint.com/sites/BAPIMediaLibrary/Shared%20Documents/Datasheets/Duct_Avg_temp_NoPrice-v17.pdf | https://bapisensors.sharepoint.com/sites/BAPIMediaLibrary/Shared%20Documents/Instructions/20903_ins_duct_avg_passive.pdf
BA10K311KA24BB2 | BA/10K-3[11K]-A-24'-BB2 | TEMP SENSOR, AVG, FLEXIBLE, 10K TYPE III 11K SHUNT, 24.00' PROBE, POLY ENCL |  | https://bapisensors.sharepoint.com/sites/BAPIMediaLibrary/Shared%20Documents/Product%20Images/Duct-Avg-BB2-2020.png | https://bapisensors.sharepoint.com/sites/BAPIMediaLibrary/Shared%20Documents/Datasheets/Duct_Avg_temp_NoPrice-v17.pdf | https://bapisensors.sharepoint.com/sites/BAPIMediaLibrary/Shared%20Documents/Instructions/20903_ins_duct_avg_passive.pdf
BA/10K311KA50JB | BA/10K-3[11K]-A-50'-JB | TEMP SENSOR, AVG, FLEXIBLE, 10K TYPE III 11K SHUNT, 50.00' PROBE, METALLIC ENCL |  | https://bapisensors.sharepoint.com/sites/BAPIMediaLibrary/Shared%20Documents/Product%20Images/Duct-Avg-JBox-2023.png | https://bapisensors.sharepoint.com/sites/BAPIMediaLibrary/Shared%20Documents/Datasheets/Duct_Avg_temp_NoPrice-v17.pdf | https://bapisensors.sharepoint.com/sites/BAPIMediaLibrary/Shared%20Documents/Instructions/20903_ins_duct_avg_passive.pdf
BA/10K311KA60JB | BA/10K-3[11K]-A-60'-JB | TEMP SENSOR, AVG, FLEXIBLE, 10K TYPE III 11K SHUNT, 60.00' PROBE, METALLIC ENCL |  | https://bapisensors.sharepoint.com/sites/BAPIMediaLibrary/Shared%20Documents/Product%20Images/Duct-Avg-JBox-2023.png | https://bapisensors.sharepoint.com/sites/BAPIMediaLibrary/Shared%20Documents/Datasheets/Duct_Avg_temp_NoPrice-v17.pdf | https://bapisensors.sharepoint.com/sites/BAPIMediaLibrary/Shared%20Documents/Instructions/20903_ins_duct_avg_passive.pdf
BA/10K311KA60BB | BA/10K-3[11K]-A-60'-BB | TEMP SENSOR, AVG, FLEXIBLE, 10K TYPE III 11K SHUNT, 60.00' PROBE, POLY ENCL |  | https://bapisensors.sharepoint.com/sites/BAPIMediaLibrary/Shared%20Documents/Product%20Images/Duct-Avg-BB-2023-e1728915551906.png | https://bapisensors.sharepoint.com/sites/BAPIMediaLibrary/Shared%20Documents/Datasheets/Duct_Avg_temp_NoPrice-v17.pdf | https://bapisensors.sharepoint.com/sites/BAPIMediaLibrary/Shared%20Documents/Instructions/20903_ins_duct_avg_passive.pdf
BA/10K311KA48JB | BA/10K-3[11K]-A-48'-JB | TEMP SENSOR, AVG, FLEXIBLE, 10K TYPE III 11K SHUNT, 8.00' PROBE, METALLIC ENCL |  | https://bapisensors.sharepoint.com/sites/BAPIMediaLibrary/Shared%20Documents/Product%20Images/Duct-Avg-JBox-2023.png | https://bapisensors.sharepoint.com/sites/BAPIMediaLibrary/Shared%20Documents/Datasheets/Duct_Avg_temp_NoPrice-v17.pdf | https://bapisensors.sharepoint.com/sites/BAPIMediaLibrary/Shared%20Documents/Instructions/20903_ins_duct_avg_passive.pdf
BA/10K311KA8JB | BA/10K-3[11K]-A-8'-JB | TEMP SENSOR, AVG, FLEXIBLE, 10K TYPE III 11K SHUNT, 8.00' PROBE, METALLIC ENCL |  | https://bapisensors.sharepoint.com/sites/BAPIMediaLibrary/Shared%20Documents/Product%20Images/Duct-Avg-JBox-2023.png | https://bapisensors.sharepoint.com/sites/BAPIMediaLibrary/Shared%20Documents/Datasheets/Duct_Avg_temp_NoPrice-v17.pdf | https://bapisensors.sharepoint.com/sites/BAPIMediaLibrary/Shared%20Documents/Instructions/20903_ins_duct_avg_passive.pdf
BA/10K311KA8BB | BA/10K-3[11K]-A-8'-BB | TEMP SENSOR, AVG, FLEXIBLE, 10K TYPE III 11K SHUNT, 8.00' PROBE, POLY ENCL |  | https://bapisensors.sharepoint.com/sites/BAPIMediaLibrary/Shared%20Documents/Product%20Images/Duct-Avg-BB-2023-e1728915551906.png | https://bapisensors.sharepoint.com/sites/BAPIMediaLibrary/Shared%20Documents/Datasheets/Duct_Avg_temp_NoPrice-v17.pdf | https://bapisensors.sharepoint.com/sites/BAPIMediaLibrary/Shared%20Documents/Instructions/20903_ins_duct_avg_passive.pdf
BA10K311KA8BBTS | BA/10K-3[11K]-A-8'-BB-TS | TEMP SENSOR, AVG, FLEXIBLE, 10K TYPE III 11K SHUNT, 8.00' PROBE, POLY ENCL |  | https://bapisensors.sharepoint.com/sites/BAPIMediaLibrary/Shared%20Documents/Product%20Images/Duct-Avg-BB-2023-e1728915551906.png | https://bapisensors.sharepoint.com/sites/BAPIMediaLibrary/Shared%20Documents/Datasheets/Duct_Avg_temp_NoPrice-v17.pdf | https://bapisensors.sharepoint.com/sites/BAPIMediaLibrary/Shared%20Documents/Instructions/20903_ins_duct_avg_passive.pdf
BA/10K3A100JB | BA/10K-3-A-100'-JB | TEMP SENSOR, AVG, FLEXIBLE, 10K TYPE III, 100.00' PROBE, METALLIC ENCL |  | https://bapisensors.sharepoint.com/sites/BAPIMediaLibrary/Shared%20Documents/Product%20Images/Duct-Avg-JBox-2023.png | https://bapisensors.sharepoint.com/sites/BAPIMediaLibrary/Shared%20Documents/Datasheets/Duct_Avg_temp_NoPrice-v17.pdf | https://bapisensors.sharepoint.com/sites/BAPIMediaLibrary/Shared%20Documents/Instructions/20903_ins_duct_avg_passive.pdf
BA/10K3A100BB | BA/10K-3-A-100'-BB | TEMP SENSOR, AVG, FLEXIBLE, 10K TYPE III, 100.00' PROBE, POLY ENCL |  | https://bapisensors.sharepoint.com/sites/BAPIMediaLibrary/Shared%20Documents/Product%20Images/Duct-Avg-BB-2023-e1728915551906.png | https://bapisensors.sharepoint.com/sites/BAPIMediaLibrary/Shared%20Documents/Datasheets/Duct_Avg_temp_NoPrice-v17.pdf | https://bapisensors.sharepoint.com/sites/BAPIMediaLibrary/Shared%20Documents/Instructions/20903_ins_duct_avg_passive.pdf
BA/10K3-A12-JB | BA/10K3-A12'-JB | TEMP SENSOR, AVG, FLEXIBLE, 10K TYPE III, 12.00' PROBE, METALLIC ENCL |  | https://bapisensors.sharepoint.com/sites/BAPIMediaLibrary/Shared%20Documents/Product%20Images/Duct-Avg-JBox-2023.png | https://bapisensors.sharepoint.com/sites/BAPIMediaLibrary/Shared%20Documents/Datasheets/Duct_Avg_temp_NoPrice-v17.pdf | https://bapisensors.sharepoint.com/sites/BAPIMediaLibrary/Shared%20Documents/Instructions/20903_ins_duct_avg_passive.pdf
BA/10K3-A12-WP | BA/10K3-A12'-WP | TEMP SENSOR, AVG, FLEXIBLE, 10K TYPE III, 12.00' PROBE, METALLIC ENCL |  |  | https://bapisensors.sharepoint.com/sites/BAPIMediaLibrary/Shared%20Documents/Datasheets/Duct_Avg_temp_NoPrice-v17.pdf | https://bapisensors.sharepoint.com/sites/BAPIMediaLibrary/Shared%20Documents/Instructions/20903_ins_duct_avg_passive.pdf
BA/10K3-A12-BB2 | BA/10K3-A12'-BB2 | TEMP SENSOR, AVG, FLEXIBLE, 10K TYPE III, 12.00' PROBE, POLY ENCL |  | https://bapisensors.sharepoint.com/sites/BAPIMediaLibrary/Shared%20Documents/Product%20Images/Duct-Avg-BB2-2020.png | https://bapisensors.sharepoint.com/sites/BAPIMediaLibrary/Shared%20Documents/Datasheets/Duct_Avg_temp_NoPrice-v17.pdf | https://bapisensors.sharepoint.com/sites/BAPIMediaLibrary/Shared%20Documents/Instructions/20903_ins_duct_avg_passive.pdf
BA/10K3-A12-BB4 | BA/10K3-A12'-BB4 | TEMP SENSOR, AVG, FLEXIBLE, 10K TYPE III, 12.00' PROBE, POLY ENCL |  | https://bapisensors.sharepoint.com/sites/BAPIMediaLibrary/Shared%20Documents/Product%20Images/Duct_Avg_BB4-1.png | https://bapisensors.sharepoint.com/sites/BAPIMediaLibrary/Shared%20Documents/Datasheets/Duct_Avg_temp_NoPrice-v17.pdf | https://bapisensors.sharepoint.com/sites/BAPIMediaLibrary/Shared%20Documents/Instructions/20903_ins_duct_avg_passive.pdf
BA/10K3A12BB | BA/10K-3-A-12'-BB | TEMP SENSOR, AVG, FLEXIBLE, 10K TYPE III, 12.00' PROBE, POLY ENCL |  | https://bapisensors.sharepoint.com/sites/BAPIMediaLibrary/Shared%20Documents/Product%20Images/Duct-Avg-BB-2023-e1728915551906.png | https://bapisensors.sharepoint.com/sites/BAPIMediaLibrary/Shared%20Documents/Datasheets/Duct_Avg_temp_NoPrice-v17.pdf | https://bapisensors.sharepoint.com/sites/BAPIMediaLibrary/Shared%20Documents/Instructions/20903_ins_duct_avg_passive.pdf
BA/10K3A12BBTS | BA/10K-3-A-12'-BB-TS | TEMP SENSOR, AVG, FLEXIBLE, 10K TYPE III, 12.00' PROBE, POLY ENCL |  | https://bapisensors.sharepoint.com/sites/BAPIMediaLibrary/Shared%20Documents/Product%20Images/Duct-Avg-BB-2023-e1728915551906.png | https://bapisensors.sharepoint.com/sites/BAPIMediaLibrary/Shared%20Documents/Datasheets/Duct_Avg_temp_NoPrice-v17.pdf | https://bapisensors.sharepoint.com/sites/BAPIMediaLibrary/Shared%20Documents/Instructions/20903_ins_duct_avg_passive.pdf
BA/10K3A12BBX | BA/10K-3-A-12'-BBX | TEMP SENSOR, AVG, FLEXIBLE, 10K TYPE III, 12.00' PROBE, POLY ENCL |  | https://bapisensors.sharepoint.com/sites/BAPIMediaLibrary/Shared%20Documents/Product%20Images/Duct_Avg_BBX.png | https://bapisensors.sharepoint.com/sites/BAPIMediaLibrary/Shared%20Documents/Datasheets/Duct_Avg_temp_NoPrice-v17.pdf | https://bapisensors.sharepoint.com/sites/BAPIMediaLibrary/Shared%20Documents/Instructions/20903_ins_duct_avg_passive.pdf
BA/10K3-A24-NB | BA/10K3-A24'-NB-18" | TEMP SENSOR, AVG, FLEXIBLE, 10K TYPE III, 24.00' P |  |  | https://bapisensors.sharepoint.com/sites/BAPIMediaLibrary/Shared%20Documents/Datasheets/Duct_Avg_temp_NoPrice-v17.pdf | https://bapisensors.sharepoint.com/sites/BAPIMediaLibrary/Shared%20Documents/Instructions/20903_ins_duct_avg_passive.pdf
BA/10K3-A24-WP | BA/10K3-A24'-WP | TEMP SENSOR, AVG, FLEXIBLE, 10K TYPE III, 24.00' PROBE, METALLIC ENCL |  |  | https://bapisensors.sharepoint.com/sites/BAPIMediaLibrary/Shared%20Documents/Datasheets/Duct_Avg_temp_NoPrice-v17.pdf | https://bapisensors.sharepoint.com/sites/BAPIMediaLibrary/Shared%20Documents/Instructions/20903_ins_duct_avg_passive.pdf
BA/10K3XPA24JB | BA/10K-3[XP]-A-24' | TEMP SENSOR, AVG, FLEXIBLE, 10K TYPE III, 24.00' PROBE, METALLIC ENCL |  |  | https://bapisensors.sharepoint.com/sites/BAPIMediaLibrary/Shared%20Documents/Datasheets/Duct_Avg_temp_NoPrice-v17.pdf | https://bapisensors.sharepoint.com/sites/BAPIMediaLibrary/Shared%20Documents/Instructions/20903_ins_duct_avg_passive.pdf
BA/10K3-A24-BB | BA/10K3-A24'-BB | TEMP SENSOR, AVG, FLEXIBLE, 10K TYPE III, 24.00' PROBE, POLY ENCL |  | https://bapisensors.sharepoint.com/sites/BAPIMediaLibrary/Shared%20Documents/Product%20Images/Duct-Avg-BB-2023-e1728915551906.png | https://bapisensors.sharepoint.com/sites/BAPIMediaLibrary/Shared%20Documents/Datasheets/Duct_Avg_temp_NoPrice-v17.pdf | https://bapisensors.sharepoint.com/sites/BAPIMediaLibrary/Shared%20Documents/Instructions/20903_ins_duct_avg_passive.pdf
BA/10K3-A24-BB2 | BA/10K3-A24'-BB2 | TEMP SENSOR, AVG, FLEXIBLE, 10K TYPE III, 24.00' PROBE, POLY ENCL |  | https://bapisensors.sharepoint.com/sites/BAPIMediaLibrary/Shared%20Documents/Product%20Images/Duct-Avg-BB2-2020.png | https://bapisensors.sharepoint.com/sites/BAPIMediaLibrary/Shared%20Documents/Datasheets/Duct_Avg_temp_NoPrice-v17.pdf | https://bapisensors.sharepoint.com/sites/BAPIMediaLibrary/Shared%20Documents/Instructions/20903_ins_duct_avg_passive.pdf
BA/10K3-A24-BB4 | BA/10K3-A24'-BB4 | TEMP SENSOR, AVG, FLEXIBLE, 10K TYPE III, 24.00' PROBE, POLY ENCL |  | https://bapisensors.sharepoint.com/sites/BAPIMediaLibrary/Shared%20Documents/Product%20Images/Duct_Avg_BB4-1.png | https://bapisensors.sharepoint.com/sites/BAPIMediaLibrary/Shared%20Documents/Datasheets/Duct_Avg_temp_NoPrice-v17.pdf | https://bapisensors.sharepoint.com/sites/BAPIMediaLibrary/Shared%20Documents/Instructions/20903_ins_duct_avg_passive.pdf
BA/10K3A24BBX | BA/10K-3-A-24'-BBX | TEMP SENSOR, AVG, FLEXIBLE, 10K TYPE III, 24.00' PROBE, POLY ENCL |  | https://bapisensors.sharepoint.com/sites/BAPIMediaLibrary/Shared%20Documents/Product%20Images/Duct_Avg_BBX.png | https://bapisensors.sharepoint.com/sites/BAPIMediaLibrary/Shared%20Documents/Datasheets/Duct_Avg_temp_NoPrice-v17.pdf | https://bapisensors.sharepoint.com/sites/BAPIMediaLibrary/Shared%20Documents/Instructions/20903_ins_duct_avg_passive.pdf
BA/10K3-A45-JB | BA/10K3-A45-JB | TEMP SENSOR, AVG, FLEXIBLE, 10K TYPE III, 45.00' PROBE, METALLIC ENCL |  | https://bapisensors.sharepoint.com/sites/BAPIMediaLibrary/Shared%20Documents/Product%20Images/Duct-Avg-JBox-2023.png | https://bapisensors.sharepoint.com/sites/BAPIMediaLibrary/Shared%20Documents/Datasheets/Duct_Avg_temp_NoPrice-v17.pdf | https://bapisensors.sharepoint.com/sites/BAPIMediaLibrary/Shared%20Documents/Instructions/20903_ins_duct_avg_passive.pdf
BA/10K3A50JB | BA/10K-3-A-50'-JB | TEMP SENSOR, AVG, FLEXIBLE, 10K TYPE III, 50.00' PROBE, METALLIC ENCL |  | https://bapisensors.sharepoint.com/sites/BAPIMediaLibrary/Shared%20Documents/Product%20Images/Duct-Avg-JBox-2023.png | https://bapisensors.sharepoint.com/sites/BAPIMediaLibrary/Shared%20Documents/Datasheets/Duct_Avg_temp_NoPrice-v17.pdf | https://bapisensors.sharepoint.com/sites/BAPIMediaLibrary/Shared%20Documents/Instructions/20903_ins_duct_avg_passive.pdf
BA/10K3A50WP | BA/10K-3-A-50'-WP | TEMP SENSOR, AVG, FLEXIBLE, 10K TYPE III, 50.00' PROBE, METALLIC ENCL |  |  | https://bapisensors.sharepoint.com/sites/BAPIMediaLibrary/Shared%20Documents/Datasheets/Duct_Avg_temp_NoPrice-v17.pdf | https://bapisensors.sharepoint.com/sites/BAPIMediaLibrary/Shared%20Documents/Instructions/20903_ins_duct_avg_passive.pdf
BA/10K3A50BB | BA/10K-3-A-50'-BB | TEMP SENSOR, AVG, FLEXIBLE, 10K TYPE III, 50.00' PROBE, POLY ENCL |  | https://bapisensors.sharepoint.com/sites/BAPIMediaLibrary/Shared%20Documents/Product%20Images/Duct-Avg-BB-2023-e1728915551906.png | https://bapisensors.sharepoint.com/sites/BAPIMediaLibrary/Shared%20Documents/Datasheets/Duct_Avg_temp_NoPrice-v17.pdf | https://bapisensors.sharepoint.com/sites/BAPIMediaLibrary/Shared%20Documents/Instructions/20903_ins_duct_avg_passive.pdf
BA/10K3-A8-NB | BA/10K3-A8'-NB-18" | TEMP SENSOR, AVG, FLEXIBLE, 10K TYPE III, 8.00' PROBE, ENCL |  |  | https://bapisensors.sharepoint.com/sites/BAPIMediaLibrary/Shared%20Documents/Datasheets/Duct_Avg_temp_NoPrice-v17.pdf | https://bapisensors.sharepoint.com/sites/BAPIMediaLibrary/Shared%20Documents/Instructions/20903_ins_duct_avg_passive.pdf
BA/10K3-A8-JB | BA/10K3-A8'-JB | TEMP SENSOR, AVG, FLEXIBLE, 10K TYPE III, 8.00' PROBE, METALLIC ENCL |  | https://bapisensors.sharepoint.com/sites/BAPIMediaLibrary/Shared%20Documents/Product%20Images/Duct-Avg-JBox-2023.png | https://bapisensors.sharepoint.com/sites/BAPIMediaLibrary/Shared%20Documents/Datasheets/Duct_Avg_temp_NoPrice-v17.pdf | https://bapisensors.sharepoint.com/sites/BAPIMediaLibrary/Shared%20Documents/Instructions/20903_ins_duct_avg_passive.pdf
BA/10K3-A8-WP | BA/10K3-A8'-WP | TEMP SENSOR, AVG, FLEXIBLE, 10K TYPE III, 8.00' PROBE, METALLIC ENCL |  |  | https://bapisensors.sharepoint.com/sites/BAPIMediaLibrary/Shared%20Documents/Datasheets/Duct_Avg_temp_NoPrice-v17.pdf | https://bapisensors.sharepoint.com/sites/BAPIMediaLibrary/Shared%20Documents/Instructions/20903_ins_duct_avg_passive.pdf
BA/10K3-A8-BB2 | BA/10K3-A8'-BB2 | TEMP SENSOR, AVG, FLEXIBLE, 10K TYPE III, 8.00' PROBE, POLY ENCL |  | https://bapisensors.sharepoint.com/sites/BAPIMediaLibrary/Shared%20Documents/Product%20Images/Duct-Avg-BB2-2020.png | https://bapisensors.sharepoint.com/sites/BAPIMediaLibrary/Shared%20Documents/Datasheets/Duct_Avg_temp_NoPrice-v17.pdf | https://bapisensors.sharepoint.com/sites/BAPIMediaLibrary/Shared%20Documents/Instructions/20903_ins_duct_avg_passive.pdf
BA/10K3-A8-BB4 | BA/10K3-A8'-BB4 | TEMP SENSOR, AVG, FLEXIBLE, 10K TYPE III, 8.00' PROBE, POLY ENCL |  | https://bapisensors.sharepoint.com/sites/BAPIMediaLibrary/Shared%20Documents/Product%20Images/Duct_Avg_BB4-1.png | https://bapisensors.sharepoint.com/sites/BAPIMediaLibrary/Shared%20Documents/Datasheets/Duct_Avg_temp_NoPrice-v17.pdf | https://bapisensors.sharepoint.com/sites/BAPIMediaLibrary/Shared%20Documents/Instructions/20903_ins_duct_avg_passive.pdf
BA/10K3A8BB | BA/10K-3-A-8'-BB | TEMP SENSOR, AVG, FLEXIBLE, 10K TYPE III, 8.00' PROBE, POLY ENCL |  | https://bapisensors.sharepoint.com/sites/BAPIMediaLibrary/Shared%20Documents/Product%20Images/Duct-Avg-BB-2023-e1728915551906.png | https://bapisensors.sharepoint.com/sites/BAPIMediaLibrary/Shared%20Documents/Datasheets/Duct_Avg_temp_NoPrice-v17.pdf | https://bapisensors.sharepoint.com/sites/BAPIMediaLibrary/Shared%20Documents/Instructions/20903_ins_duct_avg_passive.pdf
BA/10K3A8BBTS | BA/10K-3-A-8'-BB-TS | TEMP SENSOR, AVG, FLEXIBLE, 10K TYPE III, 8.00' PROBE, POLY ENCL |  | https://bapisensors.sharepoint.com/sites/BAPIMediaLibrary/Shared%20Documents/Product%20Images/Duct-Avg-BB-2023-e1728915551906.png | https://bapisensors.sharepoint.com/sites/BAPIMediaLibrary/Shared%20Documents/Datasheets/Duct_Avg_temp_NoPrice-v17.pdf | https://bapisensors.sharepoint.com/sites/BAPIMediaLibrary/Shared%20Documents/Instructions/20903_ins_duct_avg_passive.pdf
BA/10K3A8BBX | BA/10K-3-A-8'-BBX | TEMP SENSOR, AVG, FLEXIBLE, 10K TYPE III, 8.00' PROBE, POLY ENCL |  | https://bapisensors.sharepoint.com/sites/BAPIMediaLibrary/Shared%20Documents/Product%20Images/Duct_Avg_BBX.png | https://bapisensors.sharepoint.com/sites/BAPIMediaLibrary/Shared%20Documents/Datasheets/Duct_Avg_temp_NoPrice-v17.pdf | https://bapisensors.sharepoint.com/sites/BAPIMediaLibrary/Shared%20Documents/Instructions/20903_ins_duct_avg_passive.pdf
BA/1K375-A12-NB | BA/1K375-A12'-NB-18" | TEMP SENSOR, AVG, FLEXIBLE, 1K RTD 375, 12.00' PROBE, ENCL |  |  | https://bapisensors.sharepoint.com/sites/BAPIMediaLibrary/Shared%20Documents/Datasheets/Duct_Avg_temp_NoPrice-v17.pdf | https://bapisensors.sharepoint.com/sites/BAPIMediaLibrary/Shared%20Documents/Instructions/20903_ins_duct_avg_passive.pdf
BA/1K375-A12-JB | BA/1K375-A12'-JB | TEMP SENSOR, AVG, FLEXIBLE, 1K RTD 375, 12.00' PROBE, METALLIC ENCL |  | https://bapisensors.sharepoint.com/sites/BAPIMediaLibrary/Shared%20Documents/Product%20Images/Duct-Avg-JBox-2023.png | https://bapisensors.sharepoint.com/sites/BAPIMediaLibrary/Shared%20Documents/Datasheets/Duct_Avg_temp_NoPrice-v17.pdf | https://bapisensors.sharepoint.com/sites/BAPIMediaLibrary/Shared%20Documents/Instructions/20903_ins_duct_avg_passive.pdf
BA/1K375-A12-BB | BA/1K375-A12'-BB | TEMP SENSOR, AVG, FLEXIBLE, 1K RTD 375, 12.00' PROBE, POLY ENCL |  | https://bapisensors.sharepoint.com/sites/BAPIMediaLibrary/Shared%20Documents/Product%20Images/Duct-Avg-BB-2023-e1728915551906.png | https://bapisensors.sharepoint.com/sites/BAPIMediaLibrary/Shared%20Documents/Datasheets/Duct_Avg_temp_NoPrice-v17.pdf | https://bapisensors.sharepoint.com/sites/BAPIMediaLibrary/Shared%20Documents/Instructions/20903_ins_duct_avg_passive.pdf
BA/1K375-A12BB2 | BA/1K375-A12'BB2 | TEMP SENSOR, AVG, FLEXIBLE, 1K RTD 375, 12.00' PROBE, POLY ENCL |  | https://bapisensors.sharepoint.com/sites/BAPIMediaLibrary/Shared%20Documents/Product%20Images/Duct-Avg-BB2-2020.png | https://bapisensors.sharepoint.com/sites/BAPIMediaLibrary/Shared%20Documents/Datasheets/Duct_Avg_temp_NoPrice-v17.pdf | https://bapisensors.sharepoint.com/sites/BAPIMediaLibrary/Shared%20Documents/Instructions/20903_ins_duct_avg_passive.pdf
BA/1K375-A12BB4 | BA/1K375-A12'BB4 | TEMP SENSOR, AVG, FLEXIBLE, 1K RTD 375, 12.00' PROBE, POLY ENCL |  | https://bapisensors.sharepoint.com/sites/BAPIMediaLibrary/Shared%20Documents/Product%20Images/Duct_Avg_BB4-1.png | https://bapisensors.sharepoint.com/sites/BAPIMediaLibrary/Shared%20Documents/Datasheets/Duct_Avg_temp_NoPrice-v17.pdf | https://bapisensors.sharepoint.com/sites/BAPIMediaLibrary/Shared%20Documents/Instructions/20903_ins_duct_avg_passive.pdf
BA/1KA12BB2TS | BA/1K-A-12'-BB2-TS | TEMP SENSOR, AVG, FLEXIBLE, 1K RTD 375, 12.00' PROBE, POLY ENCL |  | https://bapisensors.sharepoint.com/sites/BAPIMediaLibrary/Shared%20Documents/Product%20Images/Duct-Avg-BB2-2020.png | https://bapisensors.sharepoint.com/sites/BAPIMediaLibrary/Shared%20Documents/Datasheets/Duct_Avg_temp_NoPrice-v17.pdf | https://bapisensors.sharepoint.com/sites/BAPIMediaLibrary/Shared%20Documents/Instructions/20903_ins_duct_avg_passive.pdf
BA/1KA12BBTS | BA/1K-A-12'-BB-TS | TEMP SENSOR, AVG, FLEXIBLE, 1K RTD 375, 12.00' PROBE, POLY ENCL |  | https://bapisensors.sharepoint.com/sites/BAPIMediaLibrary/Shared%20Documents/Product%20Images/Duct-Avg-BB-2023-e1728915551906.png | https://bapisensors.sharepoint.com/sites/BAPIMediaLibrary/Shared%20Documents/Datasheets/Duct_Avg_temp_NoPrice-v17.pdf | https://bapisensors.sharepoint.com/sites/BAPIMediaLibrary/Shared%20Documents/Instructions/20903_ins_duct_avg_passive.pdf
BA/1KA20BBTB | BA/1K-A-20'-BB-TB | TEMP SENSOR, AVG, FLEXIBLE, 1K RTD 375, 20.00' PROBE, POLY ENCL |  | https://bapisensors.sharepoint.com/sites/BAPIMediaLibrary/Shared%20Documents/Product%20Images/Duct-Avg-BB-2023-e1728915551906.png | https://bapisensors.sharepoint.com/sites/BAPIMediaLibrary/Shared%20Documents/Datasheets/Duct_Avg_temp_NoPrice-v17.pdf | https://bapisensors.sharepoint.com/sites/BAPIMediaLibrary/Shared%20Documents/Instructions/20903_ins_duct_avg_passive.pdf
BA/1KA24BBTS | BA/1K-A-24'-BB-TS | TEMP SENSOR, AVG, FLEXIBLE, 1K RTD 375, 24.00' PROBE, POLY ENCL |  | https://bapisensors.sharepoint.com/sites/BAPIMediaLibrary/Shared%20Documents/Product%20Images/Duct-Avg-BB-2023-e1728915551906.png | https://bapisensors.sharepoint.com/sites/BAPIMediaLibrary/Shared%20Documents/Datasheets/Duct_Avg_temp_NoPrice-v17.pdf | https://bapisensors.sharepoint.com/sites/BAPIMediaLibrary/Shared%20Documents/Instructions/20903_ins_duct_avg_passive.pdf
BA/1KA40JB | BA/1K-A-40'-JB | TEMP SENSOR, AVG, FLEXIBLE, 1K RTD 375, 40.00' PROBE, METALLIC ENCL |  | https://bapisensors.sharepoint.com/sites/BAPIMediaLibrary/Shared%20Documents/Product%20Images/Duct-Avg-JBox-2023.png | https://bapisensors.sharepoint.com/sites/BAPIMediaLibrary/Shared%20Documents/Datasheets/Duct_Avg_temp_NoPrice-v17.pdf | https://bapisensors.sharepoint.com/sites/BAPIMediaLibrary/Shared%20Documents/Instructions/20903_ins_duct_avg_passive.pdf
BA/1K375-A8-NB | BA/1K375-A8'-NB-18" | TEMP SENSOR, AVG, FLEXIBLE, 1K RTD 375, 8.00' PROBE, ENCL |  |  | https://bapisensors.sharepoint.com/sites/BAPIMediaLibrary/Shared%20Documents/Datasheets/Duct_Avg_temp_NoPrice-v17.pdf | https://bapisensors.sharepoint.com/sites/BAPIMediaLibrary/Shared%20Documents/Instructions/20903_ins_duct_avg_passive.pdf
BA/1K375-A8-JB | BA/1K375-A8'-JB | TEMP SENSOR, AVG, FLEXIBLE, 1K RTD 375, 8.00' PROBE, METALLIC ENCL |  | https://bapisensors.sharepoint.com/sites/BAPIMediaLibrary/Shared%20Documents/Product%20Images/Duct-Avg-JBox-2023.png | https://bapisensors.sharepoint.com/sites/BAPIMediaLibrary/Shared%20Documents/Datasheets/Duct_Avg_temp_NoPrice-v17.pdf | https://bapisensors.sharepoint.com/sites/BAPIMediaLibrary/Shared%20Documents/Instructions/20903_ins_duct_avg_passive.pdf
BA/1K375-A8-WP | BA/1K375-A8'-WP | TEMP SENSOR, AVG, FLEXIBLE, 1K RTD 375, 8.00' PROBE, METALLIC ENCL |  |  | https://bapisensors.sharepoint.com/sites/BAPIMediaLibrary/Shared%20Documents/Datasheets/Duct_Avg_temp_NoPrice-v17.pdf | https://bapisensors.sharepoint.com/sites/BAPIMediaLibrary/Shared%20Documents/Instructions/20903_ins_duct_avg_passive.pdf
BA/1K375-A8-BB | BA/1K375-A8'-BB | TEMP SENSOR, AVG, FLEXIBLE, 1K RTD 375, 8.00' PROBE, POLY ENCL |  | https://bapisensors.sharepoint.com/sites/BAPIMediaLibrary/Shared%20Documents/Product%20Images/Duct-Avg-BB-2023-e1728915551906.png | https://bapisensors.sharepoint.com/sites/BAPIMediaLibrary/Shared%20Documents/Datasheets/Duct_Avg_temp_NoPrice-v17.pdf | https://bapisensors.sharepoint.com/sites/BAPIMediaLibrary/Shared%20Documents/Instructions/20903_ins_duct_avg_passive.pdf
BA/1K375-A8-BB2 | BA/1K375-A8'-BB2 | TEMP SENSOR, AVG, FLEXIBLE, 1K RTD 375, 8.00' PROBE, POLY ENCL |  | https://bapisensors.sharepoint.com/sites/BAPIMediaLibrary/Shared%20Documents/Product%20Images/Duct-Avg-BB2-2020.png | https://bapisensors.sharepoint.com/sites/BAPIMediaLibrary/Shared%20Documents/Datasheets/Duct_Avg_temp_NoPrice-v17.pdf | https://bapisensors.sharepoint.com/sites/BAPIMediaLibrary/Shared%20Documents/Instructions/20903_ins_duct_avg_passive.pdf
BA/1K375-A8-BB4 | BA/1K375-A8'-BB4 | TEMP SENSOR, AVG, FLEXIBLE, 1K RTD 375, 8.00' PROBE, POLY ENCL |  | https://bapisensors.sharepoint.com/sites/BAPIMediaLibrary/Shared%20Documents/Product%20Images/Duct_Avg_BB4-1.png | https://bapisensors.sharepoint.com/sites/BAPIMediaLibrary/Shared%20Documents/Datasheets/Duct_Avg_temp_NoPrice-v17.pdf | https://bapisensors.sharepoint.com/sites/BAPIMediaLibrary/Shared%20Documents/Instructions/20903_ins_duct_avg_passive.pdf
BA/1KA8BB2TS | BA/1K-A-8'-BB2-TS | TEMP SENSOR, AVG, FLEXIBLE, 1K RTD 375, 8.00' PROBE, POLY ENCL |  | https://bapisensors.sharepoint.com/sites/BAPIMediaLibrary/Shared%20Documents/Product%20Images/Duct-Avg-BB2-2020.png | https://bapisensors.sharepoint.com/sites/BAPIMediaLibrary/Shared%20Documents/Datasheets/Duct_Avg_temp_NoPrice-v17.pdf | https://bapisensors.sharepoint.com/sites/BAPIMediaLibrary/Shared%20Documents/Instructions/20903_ins_duct_avg_passive.pdf
BA/1K-A-100 | BA/1K-A-100'-JB | TEMP SENSOR, AVG, FLEXIBLE, 1K RTD 385, 100.00' PROBE, METALLIC ENCL |  | https://bapisensors.sharepoint.com/sites/BAPIMediaLibrary/Shared%20Documents/Product%20Images/Duct-Avg-JBox-2023.png | https://bapisensors.sharepoint.com/sites/BAPIMediaLibrary/Shared%20Documents/Datasheets/Duct_Avg_temp_NoPrice-v17.pdf | https://bapisensors.sharepoint.com/sites/BAPIMediaLibrary/Shared%20Documents/Instructions/20903_ins_duct_avg_passive.pdf
BA/1K-A12-NB | BA/1K-A12'-NB-18" | TEMP SENSOR, AVG, FLEXIBLE, 1K RTD 385, 12.00' PROBE, ENCL |  |  | https://bapisensors.sharepoint.com/sites/BAPIMediaLibrary/Shared%20Documents/Datasheets/Duct_Avg_temp_NoPrice-v17.pdf | https://bapisensors.sharepoint.com/sites/BAPIMediaLibrary/Shared%20Documents/Instructions/20903_ins_duct_avg_passive.pdf
BA/1K-A12-JB | BA/1K-A12'-JB | TEMP SENSOR, AVG, FLEXIBLE, 1K RTD 385, 12.00' PROBE, METALLIC ENCL |  | https://bapisensors.sharepoint.com/sites/BAPIMediaLibrary/Shared%20Documents/Product%20Images/Duct-Avg-JBox-2023.png | https://bapisensors.sharepoint.com/sites/BAPIMediaLibrary/Shared%20Documents/Datasheets/Duct_Avg_temp_NoPrice-v17.pdf | https://bapisensors.sharepoint.com/sites/BAPIMediaLibrary/Shared%20Documents/Instructions/20903_ins_duct_avg_passive.pdf
BA/1K-A12-WP | BA/1K-A12'-WP | TEMP SENSOR, AVG, FLEXIBLE, 1K RTD 385, 12.00' PROBE, METALLIC ENCL |  |  | https://bapisensors.sharepoint.com/sites/BAPIMediaLibrary/Shared%20Documents/Datasheets/Duct_Avg_temp_NoPrice-v17.pdf | https://bapisensors.sharepoint.com/sites/BAPIMediaLibrary/Shared%20Documents/Instructions/20903_ins_duct_avg_passive.pdf
BA/1K-A12-BB | BA/1K-A12'-BB | TEMP SENSOR, AVG, FLEXIBLE, 1K RTD 385, 12.00' PROBE, POLY ENCL |  | https://bapisensors.sharepoint.com/sites/BAPIMediaLibrary/Shared%20Documents/Product%20Images/Duct-Avg-BB-2023-e1728915551906.png | https://bapisensors.sharepoint.com/sites/BAPIMediaLibrary/Shared%20Documents/Datasheets/Duct_Avg_temp_NoPrice-v17.pdf | https://bapisensors.sharepoint.com/sites/BAPIMediaLibrary/Shared%20Documents/Instructions/20903_ins_duct_avg_passive.pdf
BA/1K-A12-BB2 | BA/1K-A12'-BB2 | TEMP SENSOR, AVG, FLEXIBLE, 1K RTD 385, 12.00' PROBE, POLY ENCL |  | https://bapisensors.sharepoint.com/sites/BAPIMediaLibrary/Shared%20Documents/Product%20Images/Duct-Avg-BB2-2020.png | https://bapisensors.sharepoint.com/sites/BAPIMediaLibrary/Shared%20Documents/Datasheets/Duct_Avg_temp_NoPrice-v17.pdf | https://bapisensors.sharepoint.com/sites/BAPIMediaLibrary/Shared%20Documents/Instructions/20903_ins_duct_avg_passive.pdf
BA/1K-A12-BB4 | BA/1K-A12'-BB4 | TEMP SENSOR, AVG, FLEXIBLE, 1K RTD 385, 12.00' PROBE, POLY ENCL |  | https://bapisensors.sharepoint.com/sites/BAPIMediaLibrary/Shared%20Documents/Product%20Images/Duct_Avg_BB4-1.png | https://bapisensors.sharepoint.com/sites/BAPIMediaLibrary/Shared%20Documents/Datasheets/Duct_Avg_temp_NoPrice-v17.pdf | https://bapisensors.sharepoint.com/sites/BAPIMediaLibrary/Shared%20Documents/Instructions/20903_ins_duct_avg_passive.pdf
BA/T1KA12BB | BA/T1K[0 TO 100F]-A-12'-BB | TEMP SENSOR, AVG, FLEXIBLE, 1K RTD 385, 12.00' PROBE, POLY ENCL |  | https://bapisensors.sharepoint.com/sites/BAPIMediaLibrary/Shared%20Documents/Product%20Images/Duct-Avg-BB-2023-e1728915551906.png | https://bapisensors.sharepoint.com/sites/BAPIMediaLibrary/Shared%20Documents/Datasheets/Duct_Avg_temp_NoPrice-v17.pdf | https://bapisensors.sharepoint.com/sites/BAPIMediaLibrary/Shared%20Documents/Instructions/20914_ins_DuctAvgFlex_Active.pdf
BA/1K-A24-NB | BA/1K-A24'-NB-18" | TEMP SENSOR, AVG, FLEXIBLE, 1K RTD 385, 24.00' PROBE, ENCL |  |  | https://bapisensors.sharepoint.com/sites/BAPIMediaLibrary/Shared%20Documents/Datasheets/Duct_Avg_temp_NoPrice-v17.pdf | https://bapisensors.sharepoint.com/sites/BAPIMediaLibrary/Shared%20Documents/Instructions/20903_ins_duct_avg_passive.pdf
BA/1K-A24-JB | BA/1K-A24'-JB | TEMP SENSOR, AVG, FLEXIBLE, 1K RTD 385, 24.00' PROBE, METALLIC ENCL |  | https://bapisensors.sharepoint.com/sites/BAPIMediaLibrary/Shared%20Documents/Product%20Images/Duct-Avg-JBox-2023.png | https://bapisensors.sharepoint.com/sites/BAPIMediaLibrary/Shared%20Documents/Datasheets/Duct_Avg_temp_NoPrice-v17.pdf | https://bapisensors.sharepoint.com/sites/BAPIMediaLibrary/Shared%20Documents/Instructions/20903_ins_duct_avg_passive.pdf
BA/1K-A24-WP | BA/1K-A24'-WP | TEMP SENSOR, AVG, FLEXIBLE, 1K RTD 385, 24.00' PROBE, METALLIC ENCL |  |  | https://bapisensors.sharepoint.com/sites/BAPIMediaLibrary/Shared%20Documents/Datasheets/Duct_Avg_temp_NoPrice-v17.pdf | https://bapisensors.sharepoint.com/sites/BAPIMediaLibrary/Shared%20Documents/Instructions/20903_ins_duct_avg_passive.pdf
BA/1K-A24-BB | BA/1K-A24'-BB | TEMP SENSOR, AVG, FLEXIBLE, 1K RTD 385, 24.00' PROBE, POLY ENCL |  | https://bapisensors.sharepoint.com/sites/BAPIMediaLibrary/Shared%20Documents/Product%20Images/Duct-Avg-BB-2023-e1728915551906.png | https://bapisensors.sharepoint.com/sites/BAPIMediaLibrary/Shared%20Documents/Datasheets/Duct_Avg_temp_NoPrice-v17.pdf | https://bapisensors.sharepoint.com/sites/BAPIMediaLibrary/Shared%20Documents/Instructions/20903_ins_duct_avg_passive.pdf
BA/1K-A24-BB2 | BA/1K-A24'-BB2 | TEMP SENSOR, AVG, FLEXIBLE, 1K RTD 385, 24.00' PROBE, POLY ENCL |  | https://bapisensors.sharepoint.com/sites/BAPIMediaLibrary/Shared%20Documents/Product%20Images/Duct-Avg-BB2-2020.png | https://bapisensors.sharepoint.com/sites/BAPIMediaLibrary/Shared%20Documents/Datasheets/Duct_Avg_temp_NoPrice-v17.pdf | https://bapisensors.sharepoint.com/sites/BAPIMediaLibrary/Shared%20Documents/Instructions/20903_ins_duct_avg_passive.pdf
BA/1K-A24-BB4 | BA/1K-A24'-BB4 | TEMP SENSOR, AVG, FLEXIBLE, 1K RTD 385, 24.00' PROBE, POLY ENCL |  | https://bapisensors.sharepoint.com/sites/BAPIMediaLibrary/Shared%20Documents/Product%20Images/Duct_Avg_BB4-1.png | https://bapisensors.sharepoint.com/sites/BAPIMediaLibrary/Shared%20Documents/Datasheets/Duct_Avg_temp_NoPrice-v17.pdf | https://bapisensors.sharepoint.com/sites/BAPIMediaLibrary/Shared%20Documents/Instructions/20903_ins_duct_avg_passive.pdf
BA/1KA50NB | BA/1K-A-50'-NB | TEMP SENSOR, AVG, FLEXIBLE, 1K RTD 385, 50.00' PROBE, ENCL |  |  | https://bapisensors.sharepoint.com/sites/BAPIMediaLibrary/Shared%20Documents/Datasheets/Duct_Avg_temp_NoPrice-v17.pdf | https://bapisensors.sharepoint.com/sites/BAPIMediaLibrary/Shared%20Documents/Instructions/20903_ins_duct_avg_passive.pdf
BA/1KA50JB | BA/1K-A-50'-JB | TEMP SENSOR, AVG, FLEXIBLE, 1K RTD 385, 50.00' PROBE, METALLIC ENCL |  | https://bapisensors.sharepoint.com/sites/BAPIMediaLibrary/Shared%20Documents/Product%20Images/Duct-Avg-JBox-2023.png | https://bapisensors.sharepoint.com/sites/BAPIMediaLibrary/Shared%20Documents/Datasheets/Duct_Avg_temp_NoPrice-v17.pdf | https://bapisensors.sharepoint.com/sites/BAPIMediaLibrary/Shared%20Documents/Instructions/20903_ins_duct_avg_passive.pdf
BA/1KA50BB4 | BA/1K-A-50'-BB4 | TEMP SENSOR, AVG, FLEXIBLE, 1K RTD 385, 50.00' PROBE, POLY ENCL |  | https://bapisensors.sharepoint.com/sites/BAPIMediaLibrary/Shared%20Documents/Product%20Images/Duct_Avg_BB4-1.png | https://bapisensors.sharepoint.com/sites/BAPIMediaLibrary/Shared%20Documents/Datasheets/Duct_Avg_temp_NoPrice-v17.pdf | https://bapisensors.sharepoint.com/sites/BAPIMediaLibrary/Shared%20Documents/Instructions/20903_ins_duct_avg_passive.pdf
BA/1K-A8-NB | BA/1K-A8'-NB-18" | TEMP SENSOR, AVG, FLEXIBLE, 1K RTD 385, 8.00' PROBE, ENCL |  |  | https://bapisensors.sharepoint.com/sites/BAPIMediaLibrary/Shared%20Documents/Datasheets/Duct_Avg_temp_NoPrice-v17.pdf | https://bapisensors.sharepoint.com/sites/BAPIMediaLibrary/Shared%20Documents/Instructions/20903_ins_duct_avg_passive.pdf
BA/1K-A8-JB | BA/1K-A8'-JB | TEMP SENSOR, AVG, FLEXIBLE, 1K RTD 385, 8.00' PROBE, METALLIC ENCL |  | https://bapisensors.sharepoint.com/sites/BAPIMediaLibrary/Shared%20Documents/Product%20Images/Duct-Avg-JBox-2023.png | https://bapisensors.sharepoint.com/sites/BAPIMediaLibrary/Shared%20Documents/Datasheets/Duct_Avg_temp_NoPrice-v17.pdf | https://bapisensors.sharepoint.com/sites/BAPIMediaLibrary/Shared%20Documents/Instructions/20903_ins_duct_avg_passive.pdf
BA/1K-A8-WP | BA/1K-A8'-WP | TEMP SENSOR, AVG, FLEXIBLE, 1K RTD 385, 8.00' PROBE, METALLIC ENCL |  |  | https://bapisensors.sharepoint.com/sites/BAPIMediaLibrary/Shared%20Documents/Datasheets/Duct_Avg_temp_NoPrice-v17.pdf | https://bapisensors.sharepoint.com/sites/BAPIMediaLibrary/Shared%20Documents/Instructions/20903_ins_duct_avg_passive.pdf
BA/1K-A8-BB | BA/1K-A8'-BB | TEMP SENSOR, AVG, FLEXIBLE, 1K RTD 385, 8.00' PROBE, POLY ENCL |  | https://bapisensors.sharepoint.com/sites/BAPIMediaLibrary/Shared%20Documents/Product%20Images/Duct-Avg-BB-2023-e1728915551906.png | https://bapisensors.sharepoint.com/sites/BAPIMediaLibrary/Shared%20Documents/Datasheets/Duct_Avg_temp_NoPrice-v17.pdf | https://bapisensors.sharepoint.com/sites/BAPIMediaLibrary/Shared%20Documents/Instructions/20903_ins_duct_avg_passive.pdf
BA/1K-A8-BB2 | BA/1K-A8'-BB2 | TEMP SENSOR, AVG, FLEXIBLE, 1K RTD 385, 8.00' PROBE, POLY ENCL |  | https://bapisensors.sharepoint.com/sites/BAPIMediaLibrary/Shared%20Documents/Product%20Images/Duct-Avg-BB2-2020.png | https://bapisensors.sharepoint.com/sites/BAPIMediaLibrary/Shared%20Documents/Datasheets/Duct_Avg_temp_NoPrice-v17.pdf | https://bapisensors.sharepoint.com/sites/BAPIMediaLibrary/Shared%20Documents/Instructions/20903_ins_duct_avg_passive.pdf
BA/1K-A8-BB4 | BA/1K-A8'-BB4 | TEMP SENSOR, AVG, FLEXIBLE, 1K RTD 385, 8.00' PROBE, POLY ENCL |  | https://bapisensors.sharepoint.com/sites/BAPIMediaLibrary/Shared%20Documents/Product%20Images/Duct_Avg_BB4-1.png | https://bapisensors.sharepoint.com/sites/BAPIMediaLibrary/Shared%20Documents/Datasheets/Duct_Avg_temp_NoPrice-v17.pdf | https://bapisensors.sharepoint.com/sites/BAPIMediaLibrary/Shared%20Documents/Instructions/20903_ins_duct_avg_passive.pdf
BA/2.2KA12BB2 | BA/2.2K-A-12'-BB2 | TEMP SENSOR, AVG, FLEXIBLE, 2.252K, 12.00' PROBE, POLY ENCL |  | https://bapisensors.sharepoint.com/sites/BAPIMediaLibrary/Shared%20Documents/Product%20Images/Duct-Avg-BB2-2020.png | https://bapisensors.sharepoint.com/sites/BAPIMediaLibrary/Shared%20Documents/Datasheets/Duct_Avg_temp_NoPrice-v17.pdf | https://bapisensors.sharepoint.com/sites/BAPIMediaLibrary/Shared%20Documents/Instructions/20903_ins_duct_avg_passive.pdf
BA/20KA12JB | BA/20K-A-12'-JB | TEMP SENSOR, AVG, FLEXIBLE, 20K, 12.00' PROBE, METALLIC ENCL |  | https://bapisensors.sharepoint.com/sites/BAPIMediaLibrary/Shared%20Documents/Product%20Images/Duct-Avg-JBox-2023.png | https://bapisensors.sharepoint.com/sites/BAPIMediaLibrary/Shared%20Documents/Datasheets/Duct_Avg_temp_NoPrice-v17.pdf | https://bapisensors.sharepoint.com/sites/BAPIMediaLibrary/Shared%20Documents/Instructions/20903_ins_duct_avg_passive.pdf
BA/20KA12BB | BA/20K-A-12'-BB | TEMP SENSOR, AVG, FLEXIBLE, 20K, 12.00' PROBE, POLY ENCL |  | https://bapisensors.sharepoint.com/sites/BAPIMediaLibrary/Shared%20Documents/Product%20Images/Duct-Avg-BB-2023-e1728915551906.png | https://bapisensors.sharepoint.com/sites/BAPIMediaLibrary/Shared%20Documents/Datasheets/Duct_Avg_temp_NoPrice-v17.pdf | https://bapisensors.sharepoint.com/sites/BAPIMediaLibrary/Shared%20Documents/Instructions/20903_ins_duct_avg_passive.pdf
BA/20KA12BB2 | BA/20K-A-12'-BB2 | TEMP SENSOR, AVG, FLEXIBLE, 20K, 12.00' PROBE, POLY ENCL |  | https://bapisensors.sharepoint.com/sites/BAPIMediaLibrary/Shared%20Documents/Product%20Images/Duct-Avg-BB2-2020.png | https://bapisensors.sharepoint.com/sites/BAPIMediaLibrary/Shared%20Documents/Datasheets/Duct_Avg_temp_NoPrice-v17.pdf | https://bapisensors.sharepoint.com/sites/BAPIMediaLibrary/Shared%20Documents/Instructions/20903_ins_duct_avg_passive.pdf
BA20KA12BB | BA/20K-A-12'-BB | TEMP SENSOR, AVG, FLEXIBLE, 20K, 12.00' PROBE, POLY ENCL |  | https://bapisensors.sharepoint.com/sites/BAPIMediaLibrary/Shared%20Documents/Product%20Images/Duct-Avg-BB-2023-e1728915551906.png | https://bapisensors.sharepoint.com/sites/BAPIMediaLibrary/Shared%20Documents/Datasheets/Duct_Avg_temp_NoPrice-v17.pdf | https://bapisensors.sharepoint.com/sites/BAPIMediaLibrary/Shared%20Documents/Instructions/20903_ins_duct_avg_passive.pdf
BA/20KA24JB | BA/20K-A-24'-JB | TEMP SENSOR, AVG, FLEXIBLE, 20K, 24.00' PROBE, METALLIC ENCL |  | https://bapisensors.sharepoint.com/sites/BAPIMediaLibrary/Shared%20Documents/Product%20Images/Duct-Avg-JBox-2023.png | https://bapisensors.sharepoint.com/sites/BAPIMediaLibrary/Shared%20Documents/Datasheets/Duct_Avg_temp_NoPrice-v17.pdf | https://bapisensors.sharepoint.com/sites/BAPIMediaLibrary/Shared%20Documents/Instructions/20903_ins_duct_avg_passive.pdf
BA/20KA24WP | BA/20K-A-24'-WP | TEMP SENSOR, AVG, FLEXIBLE, 20K, 24.00' PROBE, METALLIC ENCL |  |  | https://bapisensors.sharepoint.com/sites/BAPIMediaLibrary/Shared%20Documents/Datasheets/Duct_Avg_temp_NoPrice-v17.pdf | https://bapisensors.sharepoint.com/sites/BAPIMediaLibrary/Shared%20Documents/Instructions/20903_ins_duct_avg_passive.pdf
BA/20KA24BB | BA/20K-A-24'-BB | TEMP SENSOR, AVG, FLEXIBLE, 20K, 24.00' PROBE, POLY ENCL |  | https://bapisensors.sharepoint.com/sites/BAPIMediaLibrary/Shared%20Documents/Product%20Images/Duct-Avg-BB-2023-e1728915551906.png | https://bapisensors.sharepoint.com/sites/BAPIMediaLibrary/Shared%20Documents/Datasheets/Duct_Avg_temp_NoPrice-v17.pdf | https://bapisensors.sharepoint.com/sites/BAPIMediaLibrary/Shared%20Documents/Instructions/20903_ins_duct_avg_passive.pdf
BA/20KA24BB2 | BA/20K-A-24'-BB2 | TEMP SENSOR, AVG, FLEXIBLE, 20K, 24.00' PROBE, POLY ENCL |  | https://bapisensors.sharepoint.com/sites/BAPIMediaLibrary/Shared%20Documents/Product%20Images/Duct-Avg-BB2-2020.png | https://bapisensors.sharepoint.com/sites/BAPIMediaLibrary/Shared%20Documents/Datasheets/Duct_Avg_temp_NoPrice-v17.pdf | https://bapisensors.sharepoint.com/sites/BAPIMediaLibrary/Shared%20Documents/Instructions/20903_ins_duct_avg_passive.pdf
BA/20KA8JB | BA/20K-A-8'-JB | TEMP SENSOR, AVG, FLEXIBLE, 20K, 8.00' PROBE, METALLIC ENCL |  | https://bapisensors.sharepoint.com/sites/BAPIMediaLibrary/Shared%20Documents/Product%20Images/Duct-Avg-JBox-2023.png | https://bapisensors.sharepoint.com/sites/BAPIMediaLibrary/Shared%20Documents/Datasheets/Duct_Avg_temp_NoPrice-v17.pdf | https://bapisensors.sharepoint.com/sites/BAPIMediaLibrary/Shared%20Documents/Instructions/20903_ins_duct_avg_passive.pdf
BA/20KA8WP | BA/20K-A-8'-WP | TEMP SENSOR, AVG, FLEXIBLE, 20K, 8.00' PROBE, METALLIC ENCL |  |  | https://bapisensors.sharepoint.com/sites/BAPIMediaLibrary/Shared%20Documents/Datasheets/Duct_Avg_temp_NoPrice-v17.pdf | https://bapisensors.sharepoint.com/sites/BAPIMediaLibrary/Shared%20Documents/Instructions/20903_ins_duct_avg_passive.pdf
BA20KA8BB | BA/20K-A-8'-BB | TEMP SENSOR, AVG, FLEXIBLE, 20K, 8.00' PROBE, POLY ENCL |  | https://bapisensors.sharepoint.com/sites/BAPIMediaLibrary/Shared%20Documents/Product%20Images/Duct-Avg-BB-2023-e1728915551906.png | https://bapisensors.sharepoint.com/sites/BAPIMediaLibrary/Shared%20Documents/Datasheets/Rigid_Averaging_temp_NoPrice-v17.pdf | https://bapisensors.sharepoint.com/sites/BAPIMediaLibrary/Shared%20Documents/Instructions/20904_ins_DuctAvgRigid_Passive.pdf
BA/100-RA12-WP | BA/100-RA12"'-WP | TEMP SENSOR, AVG, RIGID, 100 RTD 385, 12.00" PROBE, METALLIC ENCL |  | https://assets.kele.com/assets/product/w_300/c363f2b39a885d4e727bdd316ec38d2135deef30/ba10k2-d8-wp.jpg | https://bapisensors.sharepoint.com/sites/BAPIMediaLibrary/Shared%20Documents/Datasheets/Rigid_Averaging_temp_NoPrice-v17.pdf | https://bapisensors.sharepoint.com/sites/BAPIMediaLibrary/Shared%20Documents/Instructions/20904_ins_DuctAvgRigid_Passive.pdf
BA/1003WRA12BB | BA/100[3W]-RA-12"-BB | TEMP SENSOR, AVG, RIGID, 100 RTD 385, 12.00" PROBE, POLY ENCL |  | https://bapisensors.sharepoint.com/sites/BAPIMediaLibrary/Shared%20Documents/Product%20Images/Duct_RigidAvgTrans_BB_2023.png | https://bapisensors.sharepoint.com/sites/BAPIMediaLibrary/Shared%20Documents/Datasheets/Rigid_Averaging_temp_NoPrice-v17.pdf | https://bapisensors.sharepoint.com/sites/BAPIMediaLibrary/Shared%20Documents/Instructions/20904_ins_DuctAvgRigid_Passive.pdf
BA/100-RA2-JB | BA/100-RA2'-JB | TEMP SENSOR, AVG, RIGID, 100 RTD 385, 2.00' PROBE, METALLIC ENCL |  | https://bapisensors.sharepoint.com/sites/BAPIMediaLibrary/Shared%20Documents/Product%20Images/Duct_Temp_JBox_2020.png | https://bapisensors.sharepoint.com/sites/BAPIMediaLibrary/Shared%20Documents/Datasheets/Rigid_Averaging_temp_NoPrice-v17.pdf | https://bapisensors.sharepoint.com/sites/BAPIMediaLibrary/Shared%20Documents/Instructions/20904_ins_DuctAvgRigid_Passive.pdf
BA/1003WRA2JB | BA/100[3W]-RA-2'-JB | TEMP SENSOR, AVG, RIGID, 100 RTD 385, 2.00' PROBE, METALLIC ENCL |  | https://bapisensors.sharepoint.com/sites/BAPIMediaLibrary/Shared%20Documents/Product%20Images/Duct_Temp_JBox_2020.png | https://bapisensors.sharepoint.com/sites/BAPIMediaLibrary/Shared%20Documents/Datasheets/Rigid_Averaging_temp_NoPrice-v17.pdf | https://bapisensors.sharepoint.com/sites/BAPIMediaLibrary/Shared%20Documents/Instructions/20904_ins_DuctAvgRigid_Passive.pdf
BA/1003WRA2WP | BA/100[3W]-RA-2'-WP | TEMP SENSOR, AVG, RIGID, 100 RTD 385, 2.00' PROBE, METALLIC ENCL |  | https://assets.kele.com/assets/product/w_300/c363f2b39a885d4e727bdd316ec38d2135deef30/ba10k2-d8-wp.jpg | https://bapisensors.sharepoint.com/sites/BAPIMediaLibrary/Shared%20Documents/Datasheets/Rigid_Averaging_temp_NoPrice-v17.pdf | https://bapisensors.sharepoint.com/sites/BAPIMediaLibrary/Shared%20Documents/Instructions/20904_ins_DuctAvgRigid_Passive.pdf
BA/1003WRA2BB | BA/100[3W]-RA-2'-BB | TEMP SENSOR, AVG, RIGID, 100 RTD 385, 2.00' PROBE, POLY ENCL |  | https://bapisensors.sharepoint.com/sites/BAPIMediaLibrary/Shared%20Documents/Product%20Images/Duct_RigidAvgTrans_BB_2023.png | https://bapisensors.sharepoint.com/sites/BAPIMediaLibrary/Shared%20Documents/Datasheets/Rigid_Averaging_temp_NoPrice-v17.pdf | https://bapisensors.sharepoint.com/sites/BAPIMediaLibrary/Shared%20Documents/Instructions/20904_ins_DuctAvgRigid_Passive.pdf
BA/1003WRA3JB | BA/100[3W]-RA-3'-JB | TEMP SENSOR, AVG, RIGID, 100 RTD 385, 3.00' PROBE, METALLIC ENCL |  | https://bapisensors.sharepoint.com/sites/BAPIMediaLibrary/Shared%20Documents/Product%20Images/Duct_Temp_JBox_2020.png | https://bapisensors.sharepoint.com/sites/BAPIMediaLibrary/Shared%20Documents/Datasheets/Rigid_Averaging_temp_NoPrice-v17.pdf | https://bapisensors.sharepoint.com/sites/BAPIMediaLibrary/Shared%20Documents/Instructions/20904_ins_DuctAvgRigid_Passive.pdf
BA/1003WRA3BB | BA/100[3W]-RA-3'-BB | TEMP SENSOR, AVG, RIGID, 100 RTD 385, 3.00' PROBE, POLY ENCL |  | https://bapisensors.sharepoint.com/sites/BAPIMediaLibrary/Shared%20Documents/Product%20Images/Duct_RigidAvgTrans_BB_2023.png | https://bapisensors.sharepoint.com/sites/BAPIMediaLibrary/Shared%20Documents/Datasheets/Rigid_Averaging_temp_NoPrice-v17.pdf | https://bapisensors.sharepoint.com/sites/BAPIMediaLibrary/Shared%20Documents/Instructions/20904_ins_DuctAvgRigid_Passive.pdf
BA/100-RA4-JB | BA/100-RA4'-JB | TEMP SENSOR, AVG, RIGID, 100 RTD 385, 4.00' PROBE, METALLIC ENCL |  | https://bapisensors.sharepoint.com/sites/BAPIMediaLibrary/Shared%20Documents/Product%20Images/Duct_Temp_JBox_2020.png | https://bapisensors.sharepoint.com/sites/BAPIMediaLibrary/Shared%20Documents/Datasheets/Rigid_Averaging_temp_NoPrice-v17.pdf | https://bapisensors.sharepoint.com/sites/BAPIMediaLibrary/Shared%20Documents/Instructions/20904_ins_DuctAvgRigid_Passive.pdf
BA/1003WRA4BB | BA/100[3W]-RA-4'-BB | TEMP SENSOR, AVG, RIGID, 100 RTD 385, 4.00' PROBE, POLY ENCL |  | https://bapisensors.sharepoint.com/sites/BAPIMediaLibrary/Shared%20Documents/Product%20Images/Duct_RigidAvgTrans_BB_2023.png | https://bapisensors.sharepoint.com/sites/BAPIMediaLibrary/Shared%20Documents/Datasheets/Rigid_Averaging_temp_NoPrice-v17.pdf | https://bapisensors.sharepoint.com/sites/BAPIMediaLibrary/Shared%20Documents/Instructions/20904_ins_DuctAvgRigid_Passive.pdf
BA/100RA6JB | BA/100-RA-6"-JB | TEMP SENSOR, AVG, RIGID, 100 RTD 385, 6.00" PROBE, METALLIC ENCL |  | https://bapisensors.sharepoint.com/sites/BAPIMediaLibrary/Shared%20Documents/Product%20Images/Duct_Temp_JBox_2020.png | https://bapisensors.sharepoint.com/sites/BAPIMediaLibrary/Shared%20Documents/Datasheets/Rigid_Averaging_temp_NoPrice-v17.pdf | https://bapisensors.sharepoint.com/sites/BAPIMediaLibrary/Shared%20Documents/Instructions/20904_ins_DuctAvgRigid_Passive.pdf
BA/10K2XPA12BB | BA/10K-2[XP]-A-12'-BB | TEMP SENSOR, AVG, RIGID, 10K TYPE II, 12.00' PROBE, POLY ENCL |  | https://bapisensors.sharepoint.com/sites/BAPIMediaLibrary/Shared%20Documents/Product%20Images/Duct_RigidAvgTrans_BB_2023.png | https://bapisensors.sharepoint.com/sites/BAPIMediaLibrary/Shared%20Documents/Datasheets/Duct_Avg_temp_NoPrice-v17.pdf | https://bapisensors.sharepoint.com/sites/BAPIMediaLibrary/Shared%20Documents/Instructions/20903_ins_duct_avg_passive.pdf
BA/10K2-RA12-NB | BA/10K2-RA12"'-NB-18" | TEMP SENSOR, AVG, RIGID, 10K TYPE II, 12.00" PROBE, ENCL |  |  | https://bapisensors.sharepoint.com/sites/BAPIMediaLibrary/Shared%20Documents/Datasheets/Rigid_Averaging_temp_NoPrice-v17.pdf | https://bapisensors.sharepoint.com/sites/BAPIMediaLibrary/Shared%20Documents/Instructions/20904_ins_DuctAvgRigid_Passive.pdf
BA/10K2RA12NB10 | BA/10K-2-RA-12"-NB-10' | TEMP SENSOR, AVG, RIGID, 10K TYPE II, 12.00" PROBE, ENCL |  |  | https://bapisensors.sharepoint.com/sites/BAPIMediaLibrary/Shared%20Documents/Datasheets/Rigid_Averaging_temp_NoPrice-v17.pdf | https://bapisensors.sharepoint.com/sites/BAPIMediaLibrary/Shared%20Documents/Instructions/20904_ins_DuctAvgRigid_Passive.pdf
BA/10K2-RA12-JB | BA/10K2-RA12"'-JB | TEMP SENSOR, AVG, RIGID, 10K TYPE II, 12.00" PROBE, METALLIC ENCL |  | https://bapisensors.sharepoint.com/sites/BAPIMediaLibrary/Shared%20Documents/Product%20Images/Duct_Temp_JBox_2020.png | https://bapisensors.sharepoint.com/sites/BAPIMediaLibrary/Shared%20Documents/Datasheets/Rigid_Averaging_temp_NoPrice-v17.pdf | https://bapisensors.sharepoint.com/sites/BAPIMediaLibrary/Shared%20Documents/Instructions/20904_ins_DuctAvgRigid_Passive.pdf
BA/10K2-RA12-WP | BA/10K2-RA12"'-WP | TEMP SENSOR, AVG, RIGID, 10K TYPE II, 12.00" PROBE, METALLIC ENCL |  | https://assets.kele.com/assets/product/w_300/c363f2b39a885d4e727bdd316ec38d2135deef30/ba10k2-d8-wp.jpg | https://bapisensors.sharepoint.com/sites/BAPIMediaLibrary/Shared%20Documents/Datasheets/Rigid_Averaging_temp_NoPrice-v17.pdf | https://bapisensors.sharepoint.com/sites/BAPIMediaLibrary/Shared%20Documents/Instructions/20904_ins_DuctAvgRigid_Passive.pdf
BA/10K2-RA12-BB | BA/10K2-RA12"'-BB | TEMP SENSOR, AVG, RIGID, 10K TYPE II, 12.00" PROBE, POLY ENCL |  | https://bapisensors.sharepoint.com/sites/BAPIMediaLibrary/Shared%20Documents/Product%20Images/Duct_RigidAvgTrans_BB_2023.png | https://bapisensors.sharepoint.com/sites/BAPIMediaLibrary/Shared%20Documents/Datasheets/Rigid_Averaging_temp_NoPrice-v17.pdf | https://bapisensors.sharepoint.com/sites/BAPIMediaLibrary/Shared%20Documents/Instructions/20904_ins_DuctAvgRigid_Passive.pdf
BA/10K2-RA12BB2 | BA/10K2-RA12"'BB2 | TEMP SENSOR, AVG, RIGID, 10K TYPE II, 12.00" PROBE, POLY ENCL |  | https://bapisensors.sharepoint.com/sites/BAPIMediaLibrary/Shared%20Documents/Product%20Images/Duct_TempTrans_BB2_2020.png | https://bapisensors.sharepoint.com/sites/BAPIMediaLibrary/Shared%20Documents/Datasheets/Rigid_Averaging_temp_NoPrice-v17.pdf | https://bapisensors.sharepoint.com/sites/BAPIMediaLibrary/Shared%20Documents/Instructions/20904_ins_DuctAvgRigid_Passive.pdf
BA/10K2-RA12BB4 | BA/10K2-RA12"'BB4 | TEMP SENSOR, AVG, RIGID, 10K TYPE II, 12.00" PROBE, POLY ENCL |  | https://assets.kele.com/assets/product/w_300/b846eac6a4d7fa2a85cf28fd9c547ab73ccd75ae/ba10k2d8bb4.jpg | https://bapisensors.sharepoint.com/sites/BAPIMediaLibrary/Shared%20Documents/Datasheets/Rigid_Averaging_temp_NoPrice-v17.pdf | https://bapisensors.sharepoint.com/sites/BAPIMediaLibrary/Shared%20Documents/Instructions/20904_ins_DuctAvgRigid_Passive.pdf
BA/10K2RA12BBTS | BA/10K-2-RA-12"-BB-TS | TEMP SENSOR, AVG, RIGID, 10K TYPE II, 12.00" PROBE, POLY ENCL |  | https://bapisensors.sharepoint.com/sites/BAPIMediaLibrary/Shared%20Documents/Product%20Images/Duct_RigidAvgTrans_BB_2023.png | https://bapisensors.sharepoint.com/sites/BAPIMediaLibrary/Shared%20Documents/Datasheets/Rigid_Averaging_temp_NoPrice-v17.pdf | https://bapisensors.sharepoint.com/sites/BAPIMediaLibrary/Shared%20Documents/Instructions/20904_ins_DuctAvgRigid_Passive.pdf
BA/10K2RA16JB | BA/10K-2-RA-16"-JB | TEMP SENSOR, AVG, RIGID, 10K TYPE II, 16.00" PROBE, METALLIC ENCL |  | https://bapisensors.sharepoint.com/sites/BAPIMediaLibrary/Shared%20Documents/Product%20Images/Duct_Temp_JBox_2020.png | https://bapisensors.sharepoint.com/sites/BAPIMediaLibrary/Shared%20Documents/Datasheets/Rigid_Averaging_temp_NoPrice-v17.pdf | https://bapisensors.sharepoint.com/sites/BAPIMediaLibrary/Shared%20Documents/Instructions/20904_ins_DuctAvgRigid_Passive.pdf
BA/10K2RA18WP | BA/10K-2-RA-18"-WP | TEMP SENSOR, AVG, RIGID, 10K TYPE II, 18.00" PROBE, METALLIC ENCL |  | https://assets.kele.com/assets/product/w_300/c363f2b39a885d4e727bdd316ec38d2135deef30/ba10k2-d8-wp.jpg | https://bapisensors.sharepoint.com/sites/BAPIMediaLibrary/Shared%20Documents/Datasheets/Rigid_Averaging_temp_NoPrice-v17.pdf | https://bapisensors.sharepoint.com/sites/BAPIMediaLibrary/Shared%20Documents/Instructions/20904_ins_DuctAvgRigid_Passive.pdf
BA/10K2RA18BB2 | BA/10K-2-RA-18"-BB2 | TEMP SENSOR, AVG, RIGID, 10K TYPE II, 18.00" PROBE, POLY ENCL |  | https://bapisensors.sharepoint.com/sites/BAPIMediaLibrary/Shared%20Documents/Product%20Images/Duct_TempTrans_BB2_2020.png | https://bapisensors.sharepoint.com/sites/BAPIMediaLibrary/Shared%20Documents/Datasheets/Rigid_Averaging_temp_NoPrice-v17.pdf | https://bapisensors.sharepoint.com/sites/BAPIMediaLibrary/Shared%20Documents/Instructions/20904_ins_DuctAvgRigid_Passive.pdf
BA/10K2RA18BBTS | BA/10K-2-RA-18"-BB-TS | TEMP SENSOR, AVG, RIGID, 10K TYPE II, 18.00" PROBE, POLY ENCL |  | https://bapisensors.sharepoint.com/sites/BAPIMediaLibrary/Shared%20Documents/Product%20Images/Duct_RigidAvgTrans_BB_2023.png | https://bapisensors.sharepoint.com/sites/BAPIMediaLibrary/Shared%20Documents/Datasheets/Rigid_Averaging_temp_NoPrice-v17.pdf | https://bapisensors.sharepoint.com/sites/BAPIMediaLibrary/Shared%20Documents/Instructions/20904_ins_DuctAvgRigid_Passive.pdf
BA/10K2-RA2-NB | BA/10K2-RA2'-NB-18" | TEMP SENSOR, AVG, RIGID, 10K TYPE II, 2.00' PROBE, ENCL |  |  | https://bapisensors.sharepoint.com/sites/BAPIMediaLibrary/Shared%20Documents/Datasheets/Rigid_Averaging_temp_NoPrice-v17.pdf | https://bapisensors.sharepoint.com/sites/BAPIMediaLibrary/Shared%20Documents/Instructions/20904_ins_DuctAvgRigid_Passive.pdf
BA/10K2-RA2-JB | BA/10K2-RA2'-JB | TEMP SENSOR, AVG, RIGID, 10K TYPE II, 2.00' PROBE, METALLIC ENCL |  | https://bapisensors.sharepoint.com/sites/BAPIMediaLibrary/Shared%20Documents/Product%20Images/Duct_Temp_JBox_2020.png | https://bapisensors.sharepoint.com/sites/BAPIMediaLibrary/Shared%20Documents/Datasheets/Rigid_Averaging_temp_NoPrice-v17.pdf | https://bapisensors.sharepoint.com/sites/BAPIMediaLibrary/Shared%20Documents/Instructions/20904_ins_DuctAvgRigid_Passive.pdf
BA/10K2-RA2-WP | BA/10K2-RA2'-WP | TEMP SENSOR, AVG, RIGID, 10K TYPE II, 2.00' PROBE, METALLIC ENCL |  | https://assets.kele.com/assets/product/w_300/c363f2b39a885d4e727bdd316ec38d2135deef30/ba10k2-d8-wp.jpg | https://bapisensors.sharepoint.com/sites/BAPIMediaLibrary/Shared%20Documents/Datasheets/Rigid_Averaging_temp_NoPrice-v17.pdf | https://bapisensors.sharepoint.com/sites/BAPIMediaLibrary/Shared%20Documents/Instructions/20904_ins_DuctAvgRigid_Passive.pdf
BA/10K2SA2JB | BA/10K-2-SA-2'-JB | TEMP SENSOR, AVG, RIGID, 10K TYPE II, 2.00' PROBE, METALLIC ENCL |  | https://bapisensors.sharepoint.com/sites/BAPIMediaLibrary/Shared%20Documents/Product%20Images/Duct_Temp_JBox_2020.png | https://bapisensors.sharepoint.com/sites/BAPIMediaLibrary/Shared%20Documents/Datasheets/Submersible_Averaging_NoPrice-v17.pdf | https://bapisensors.sharepoint.com/sites/BAPIMediaLibrary/Shared%20Documents/Instructions/20906_ins_SubmersibleAvg_Passive.pdf
BA/10K2-RA2-BB | BA/10K2-RA2'-BB | TEMP SENSOR, AVG, RIGID, 10K TYPE II, 2.00' PROBE, POLY ENCL |  | https://bapisensors.sharepoint.com/sites/BAPIMediaLibrary/Shared%20Documents/Product%20Images/Duct_RigidAvgTrans_BB_2023.png | https://bapisensors.sharepoint.com/sites/BAPIMediaLibrary/Shared%20Documents/Datasheets/Rigid_Averaging_temp_NoPrice-v17.pdf | https://bapisensors.sharepoint.com/sites/BAPIMediaLibrary/Shared%20Documents/Instructions/20904_ins_DuctAvgRigid_Passive.pdf
BA/10K2-RA2-BB2 | BA/10K2-RA2'-BB2 | TEMP SENSOR, AVG, RIGID, 10K TYPE II, 2.00' PROBE, POLY ENCL |  | https://bapisensors.sharepoint.com/sites/BAPIMediaLibrary/Shared%20Documents/Product%20Images/Duct_TempTrans_BB2_2020.png | https://bapisensors.sharepoint.com/sites/BAPIMediaLibrary/Shared%20Documents/Datasheets/Rigid_Averaging_temp_NoPrice-v17.pdf | https://bapisensors.sharepoint.com/sites/BAPIMediaLibrary/Shared%20Documents/Instructions/20904_ins_DuctAvgRigid_Passive.pdf
BA/10K2-RA2-BB4 | BA/10K2-RA2'-BB4 | TEMP SENSOR, AVG, RIGID, 10K TYPE II, 2.00' PROBE, POLY ENCL |  | https://assets.kele.com/assets/product/w_300/b846eac6a4d7fa2a85cf28fd9c547ab73ccd75ae/ba10k2d8bb4.jpg | https://bapisensors.sharepoint.com/sites/BAPIMediaLibrary/Shared%20Documents/Datasheets/Rigid_Averaging_temp_NoPrice-v17.pdf | https://bapisensors.sharepoint.com/sites/BAPIMediaLibrary/Shared%20Documents/Instructions/20904_ins_DuctAvgRigid_Passive.pdf
BA/10K2RA4BB2TS | BA/10K-2-RA-2'-BB2-TS | TEMP SENSOR, AVG, RIGID, 10K TYPE II, 2.00' PROBE, POLY ENCL |  | https://bapisensors.sharepoint.com/sites/BAPIMediaLibrary/Shared%20Documents/Product%20Images/Duct_TempTrans_BB2_2020.png | https://bapisensors.sharepoint.com/sites/BAPIMediaLibrary/Shared%20Documents/Datasheets/Rigid_Averaging_temp_NoPrice-v17.pdf | https://bapisensors.sharepoint.com/sites/BAPIMediaLibrary/Shared%20Documents/Instructions/20904_ins_DuctAvgRigid_Passive.pdf
BA/10K2RA20JB | BA/10K-2-RA-20"-JB | TEMP SENSOR, AVG, RIGID, 10K TYPE II, 20.00" PROBE, METALLIC ENCL |  | https://bapisensors.sharepoint.com/sites/BAPIMediaLibrary/Shared%20Documents/Product%20Images/Duct_Temp_JBox_2020.png | https://bapisensors.sharepoint.com/sites/BAPIMediaLibrary/Shared%20Documents/Datasheets/Rigid_Averaging_temp_NoPrice-v17.pdf | https://bapisensors.sharepoint.com/sites/BAPIMediaLibrary/Shared%20Documents/Instructions/20904_ins_DuctAvgRigid_Passive.pdf
BA/10K2RA20WP | BA/10K-2-RA-20"-WP | TEMP SENSOR, AVG, RIGID, 10K TYPE II, 20.00" PROBE, METALLIC ENCL |  | https://assets.kele.com/assets/product/w_300/c363f2b39a885d4e727bdd316ec38d2135deef30/ba10k2-d8-wp.jpg | https://bapisensors.sharepoint.com/sites/BAPIMediaLibrary/Shared%20Documents/Datasheets/Rigid_Averaging_temp_NoPrice-v17.pdf | https://bapisensors.sharepoint.com/sites/BAPIMediaLibrary/Shared%20Documents/Instructions/20904_ins_DuctAvgRigid_Passive.pdf
BA/10K2RA3NB | BA/10K-2-RA-3'-NB | TEMP SENSOR, AVG, RIGID, 10K TYPE II, 3.00' PROBE, ENCL |  |  | https://bapisensors.sharepoint.com/sites/BAPIMediaLibrary/Shared%20Documents/Datasheets/Rigid_Averaging_temp_NoPrice-v17.pdf | https://bapisensors.sharepoint.com/sites/BAPIMediaLibrary/Shared%20Documents/Instructions/20904_ins_DuctAvgRigid_Passive.pdf
BA/10K2RA3WP | BA/10K-2-RA-3'-WP | TEMP SENSOR, AVG, RIGID, 10K TYPE II, 3.00' PROBE, METALLIC ENCL |  | https://assets.kele.com/assets/product/w_300/c363f2b39a885d4e727bdd316ec38d2135deef30/ba10k2-d8-wp.jpg | https://bapisensors.sharepoint.com/sites/BAPIMediaLibrary/Shared%20Documents/Datasheets/Rigid_Averaging_temp_NoPrice-v17.pdf | https://bapisensors.sharepoint.com/sites/BAPIMediaLibrary/Shared%20Documents/Instructions/20904_ins_DuctAvgRigid_Passive.pdf
BA/10K2RA3BB | BA/10K-2-RA-3'-BB | TEMP SENSOR, AVG, RIGID, 10K TYPE II, 3.00' PROBE, POLY ENCL |  | https://bapisensors.sharepoint.com/sites/BAPIMediaLibrary/Shared%20Documents/Product%20Images/Duct_RigidAvgTrans_BB_2023.png | https://bapisensors.sharepoint.com/sites/BAPIMediaLibrary/Shared%20Documents/Datasheets/Rigid_Averaging_temp_NoPrice-v17.pdf | https://bapisensors.sharepoint.com/sites/BAPIMediaLibrary/Shared%20Documents/Instructions/20904_ins_DuctAvgRigid_Passive.pdf
BA/10K2RA3BB2 | BA/10K-2-RA-3'-BB2 | TEMP SENSOR, AVG, RIGID, 10K TYPE II, 3.00' PROBE, POLY ENCL |  | https://bapisensors.sharepoint.com/sites/BAPIMediaLibrary/Shared%20Documents/Product%20Images/Duct_TempTrans_BB2_2020.png | https://bapisensors.sharepoint.com/sites/BAPIMediaLibrary/Shared%20Documents/Datasheets/Rigid_Averaging_temp_NoPrice-v17.pdf | https://bapisensors.sharepoint.com/sites/BAPIMediaLibrary/Shared%20Documents/Instructions/20904_ins_DuctAvgRigid_Passive.pdf
BA/10K2RA36JB | BA/10K-2-RA-36"-JB | TEMP SENSOR, AVG, RIGID, 10K TYPE II, 36.00" PROBE, METALLIC ENCL |  | https://bapisensors.sharepoint.com/sites/BAPIMediaLibrary/Shared%20Documents/Product%20Images/Duct_Temp_JBox_2020.png | https://bapisensors.sharepoint.com/sites/BAPIMediaLibrary/Shared%20Documents/Datasheets/Rigid_Averaging_temp_NoPrice-v17.pdf | https://bapisensors.sharepoint.com/sites/BAPIMediaLibrary/Shared%20Documents/Instructions/20904_ins_DuctAvgRigid_Passive.pdf
BA/10K2RA38WP | BA/10K-2-RA-38"-WP | TEMP SENSOR, AVG, RIGID, 10K TYPE II, 38.00" PROBE, METALLIC ENCL |  | https://assets.kele.com/assets/product/w_300/c363f2b39a885d4e727bdd316ec38d2135deef30/ba10k2-d8-wp.jpg | https://bapisensors.sharepoint.com/sites/BAPIMediaLibrary/Shared%20Documents/Datasheets/Rigid_Averaging_temp_NoPrice-v17.pdf | https://bapisensors.sharepoint.com/sites/BAPIMediaLibrary/Shared%20Documents/Instructions/20904_ins_DuctAvgRigid_Passive.pdf
BA/10K2-RA4-NB | BA/10K2-RA4'-NB-18" | TEMP SENSOR, AVG, RIGID, 10K TYPE II, 4.00' PROBE, ENCL |  |  | https://bapisensors.sharepoint.com/sites/BAPIMediaLibrary/Shared%20Documents/Datasheets/Rigid_Averaging_temp_NoPrice-v17.pdf | https://bapisensors.sharepoint.com/sites/BAPIMediaLibrary/Shared%20Documents/Instructions/20904_ins_DuctAvgRigid_Passive.pdf
BA/10K2-RA4-JB | BA/10K2-RA4'-JB | TEMP SENSOR, AVG, RIGID, 10K TYPE II, 4.00' PROBE, METALLIC ENCL |  | https://bapisensors.sharepoint.com/sites/BAPIMediaLibrary/Shared%20Documents/Product%20Images/Duct_Temp_JBox_2020.png | https://bapisensors.sharepoint.com/sites/BAPIMediaLibrary/Shared%20Documents/Datasheets/Rigid_Averaging_temp_NoPrice-v17.pdf | https://bapisensors.sharepoint.com/sites/BAPIMediaLibrary/Shared%20Documents/Instructions/20904_ins_DuctAvgRigid_Passive.pdf
BA/10K2-RA4-WP | BA/10K2-RA4'-WP | TEMP SENSOR, AVG, RIGID, 10K TYPE II, 4.00' PROBE, METALLIC ENCL |  | https://assets.kele.com/assets/product/w_300/c363f2b39a885d4e727bdd316ec38d2135deef30/ba10k2-d8-wp.jpg | https://bapisensors.sharepoint.com/sites/BAPIMediaLibrary/Shared%20Documents/Datasheets/Rigid_Averaging_temp_NoPrice-v17.pdf | https://bapisensors.sharepoint.com/sites/BAPIMediaLibrary/Shared%20Documents/Instructions/20904_ins_DuctAvgRigid_Passive.pdf
BA/10K2-RA4-BB | BA/10K2-RA4'-BB | TEMP SENSOR, AVG, RIGID, 10K TYPE II, 4.00' PROBE, POLY ENCL |  | https://bapisensors.sharepoint.com/sites/BAPIMediaLibrary/Shared%20Documents/Product%20Images/Duct_RigidAvgTrans_BB_2023.png | https://bapisensors.sharepoint.com/sites/BAPIMediaLibrary/Shared%20Documents/Datasheets/Rigid_Averaging_temp_NoPrice-v17.pdf | https://bapisensors.sharepoint.com/sites/BAPIMediaLibrary/Shared%20Documents/Instructions/20904_ins_DuctAvgRigid_Passive.pdf
BA/10K2-RA4-BB2 | BA/10K2-RA4'-BB2 | TEMP SENSOR, AVG, RIGID, 10K TYPE II, 4.00' PROBE, POLY ENCL |  | https://bapisensors.sharepoint.com/sites/BAPIMediaLibrary/Shared%20Documents/Product%20Images/Duct_TempTrans_BB2_2020.png | https://bapisensors.sharepoint.com/sites/BAPIMediaLibrary/Shared%20Documents/Datasheets/Rigid_Averaging_temp_NoPrice-v17.pdf | https://bapisensors.sharepoint.com/sites/BAPIMediaLibrary/Shared%20Documents/Instructions/20904_ins_DuctAvgRigid_Passive.pdf
BA/10K2-RA4-BB4 | BA/10K2-RA4'-BB4 | TEMP SENSOR, AVG, RIGID, 10K TYPE II, 4.00' PROBE, POLY ENCL |  | https://assets.kele.com/assets/product/w_300/b846eac6a4d7fa2a85cf28fd9c547ab73ccd75ae/ba10k2d8bb4.jpg | https://bapisensors.sharepoint.com/sites/BAPIMediaLibrary/Shared%20Documents/Datasheets/Rigid_Averaging_temp_NoPrice-v17.pdf | https://bapisensors.sharepoint.com/sites/BAPIMediaLibrary/Shared%20Documents/Instructions/20904_ins_DuctAvgRigid_Passive.pdf
BA/10K2RA4BBTS | BA/10K-2-RA-4'-BB-TS | TEMP SENSOR, AVG, RIGID, 10K TYPE II, 4.00' PROBE, POLY ENCL |  | https://bapisensors.sharepoint.com/sites/BAPIMediaLibrary/Shared%20Documents/Product%20Images/Duct_RigidAvgTrans_BB_2023.png | https://bapisensors.sharepoint.com/sites/BAPIMediaLibrary/Shared%20Documents/Datasheets/Rigid_Averaging_temp_NoPrice-v17.pdf | https://bapisensors.sharepoint.com/sites/BAPIMediaLibrary/Shared%20Documents/Instructions/20904_ins_DuctAvgRigid_Passive.pdf
BA/10K2SA8WP | BA/10K-2-SA-8'-WP | TEMP SENSOR, AVG, RIGID, 10K TYPE II, 8.00' PROBE, METALLIC ENCL |  | https://assets.kele.com/assets/product/w_300/c363f2b39a885d4e727bdd316ec38d2135deef30/ba10k2-d8-wp.jpg | https://bapisensors.sharepoint.com/sites/BAPIMediaLibrary/Shared%20Documents/Datasheets/Submersible_Averaging_NoPrice-v17.pdf | https://bapisensors.sharepoint.com/sites/BAPIMediaLibrary/Shared%20Documents/Instructions/20906_ins_SubmersibleAvg_Passive.pdf
BA/10K311KRA12N | BA/10K-3[11K]-RA-12"-NB-18" | TEMP SENSOR, AVG, RIGID, 10K TYPE III 11K SHUNT, 12.00" PROBE, ENCL |  |  | https://bapisensors.sharepoint.com/sites/BAPIMediaLibrary/Shared%20Documents/Datasheets/Rigid_Averaging_temp_NoPrice-v17.pdf | https://bapisensors.sharepoint.com/sites/BAPIMediaLibrary/Shared%20Documents/Instructions/20904_ins_DuctAvgRigid_Passive.pdf
BA10K311KRA12JB | BA/10K-3[11K]-RA-12"-JB | TEMP SENSOR, AVG, RIGID, 10K TYPE III 11K SHUNT, 12.00" PROBE, METALLIC ENCL |  | https://bapisensors.sharepoint.com/sites/BAPIMediaLibrary/Shared%20Documents/Product%20Images/Duct_Temp_JBox_2020.png | https://bapisensors.sharepoint.com/sites/BAPIMediaLibrary/Shared%20Documents/Datasheets/Rigid_Averaging_temp_NoPrice-v17.pdf | https://bapisensors.sharepoint.com/sites/BAPIMediaLibrary/Shared%20Documents/Instructions/20904_ins_DuctAvgRigid_Passive.pdf
BA/10K311KRA2NB | BA/10K-3[11K]-RA-2'-NB-18" | TEMP SENSOR, AVG, RIGID, 10K TYPE III 11K SHUNT, 2.00' PROBE, ENCL |  |  | https://bapisensors.sharepoint.com/sites/BAPIMediaLibrary/Shared%20Documents/Datasheets/Rigid_Averaging_temp_NoPrice-v17.pdf | https://bapisensors.sharepoint.com/sites/BAPIMediaLibrary/Shared%20Documents/Instructions/20904_ins_DuctAvgRigid_Passive.pdf
BA/10K311KRA2JB | BA/10K-3[11K]-RA-2'-JB | TEMP SENSOR, AVG, RIGID, 10K TYPE III 11K SHUNT, 2.00' PROBE, METALLIC ENCL |  | https://bapisensors.sharepoint.com/sites/BAPIMediaLibrary/Shared%20Documents/Product%20Images/Duct_Temp_JBox_2020.png | https://bapisensors.sharepoint.com/sites/BAPIMediaLibrary/Shared%20Documents/Datasheets/Rigid_Averaging_temp_NoPrice-v17.pdf | https://bapisensors.sharepoint.com/sites/BAPIMediaLibrary/Shared%20Documents/Instructions/20904_ins_DuctAvgRigid_Passive.pdf
BA/10K311KRA2BB | BA/10K-3[11K]-RA-2'-BB | TEMP SENSOR, AVG, RIGID, 10K TYPE III 11K SHUNT, 2.00' PROBE, POLY ENCL |  | https://bapisensors.sharepoint.com/sites/BAPIMediaLibrary/Shared%20Documents/Product%20Images/Duct_RigidAvgTrans_BB_2023.png | https://bapisensors.sharepoint.com/sites/BAPIMediaLibrary/Shared%20Documents/Datasheets/Rigid_Averaging_temp_NoPrice-v17.pdf | https://bapisensors.sharepoint.com/sites/BAPIMediaLibrary/Shared%20Documents/Instructions/20904_ins_DuctAvgRigid_Passive.pdf
BA/10K311KRA4NB | BA/10K-3[11K]-RA-4'-NB | TEMP SENSOR, AVG, RIGID, 10K TYPE III 11K SHUNT, 4.00' PROBE, ENCL |  |  | https://bapisensors.sharepoint.com/sites/BAPIMediaLibrary/Shared%20Documents/Datasheets/Rigid_Averaging_temp_NoPrice-v17.pdf | https://bapisensors.sharepoint.com/sites/BAPIMediaLibrary/Shared%20Documents/Instructions/20904_ins_DuctAvgRigid_Passive.pdf
BA/10K311KRA4JB | BA/10K-3[11K]-RA-4'-JB | TEMP SENSOR, AVG, RIGID, 10K TYPE III 11K SHUNT, 4.00' PROBE, METALLIC ENCL |  | https://bapisensors.sharepoint.com/sites/BAPIMediaLibrary/Shared%20Documents/Product%20Images/Duct_Temp_JBox_2020.png | https://bapisensors.sharepoint.com/sites/BAPIMediaLibrary/Shared%20Documents/Datasheets/Rigid_Averaging_temp_NoPrice-v17.pdf | https://bapisensors.sharepoint.com/sites/BAPIMediaLibrary/Shared%20Documents/Instructions/20904_ins_DuctAvgRigid_Passive.pdf
BA/10K3-RA12-NB | BA/10K3-RA12"'-NB-18" | TEMP SENSOR, AVG, RIGID, 10K TYPE III, 12.00" PROBE, ENCL |  |  | https://bapisensors.sharepoint.com/sites/BAPIMediaLibrary/Shared%20Documents/Datasheets/Rigid_Averaging_temp_NoPrice-v17.pdf | https://bapisensors.sharepoint.com/sites/BAPIMediaLibrary/Shared%20Documents/Instructions/20904_ins_DuctAvgRigid_Passive.pdf
BA/10K3-RA12-JB | BA/10K3-RA12"'-JB | TEMP SENSOR, AVG, RIGID, 10K TYPE III, 12.00" PROBE, METALLIC ENCL |  | https://bapisensors.sharepoint.com/sites/BAPIMediaLibrary/Shared%20Documents/Product%20Images/Duct_Temp_JBox_2020.png | https://bapisensors.sharepoint.com/sites/BAPIMediaLibrary/Shared%20Documents/Datasheets/Rigid_Averaging_temp_NoPrice-v17.pdf | https://bapisensors.sharepoint.com/sites/BAPIMediaLibrary/Shared%20Documents/Instructions/20904_ins_DuctAvgRigid_Passive.pdf
BA/10K3-RA12-WP | BA/10K3-RA12"'-WP | TEMP SENSOR, AVG, RIGID, 10K TYPE III, 12.00" PROBE, METALLIC ENCL |  | https://assets.kele.com/assets/product/w_300/c363f2b39a885d4e727bdd316ec38d2135deef30/ba10k2-d8-wp.jpg | https://bapisensors.sharepoint.com/sites/BAPIMediaLibrary/Shared%20Documents/Datasheets/Rigid_Averaging_temp_NoPrice-v17.pdf | https://bapisensors.sharepoint.com/sites/BAPIMediaLibrary/Shared%20Documents/Instructions/20904_ins_DuctAvgRigid_Passive.pdf
BA/10K3XPRA12JB | BA/10K-3[XP]-RA-12"-JB | TEMP SENSOR, AVG, RIGID, 10K TYPE III, 12.00" PROBE, METALLIC ENCL |  | https://bapisensors.sharepoint.com/sites/BAPIMediaLibrary/Shared%20Documents/Product%20Images/Duct_Temp_JBox_2020.png | https://bapisensors.sharepoint.com/sites/BAPIMediaLibrary/Shared%20Documents/Datasheets/Rigid_Averaging_temp_NoPrice-v17.pdf | https://bapisensors.sharepoint.com/sites/BAPIMediaLibrary/Shared%20Documents/Instructions/20904_ins_DuctAvgRigid_Passive.pdf
BA/10K3-RA12-BB | BA/10K3-RA12"'-BB | TEMP SENSOR, AVG, RIGID, 10K TYPE III, 12.00" PROBE, POLY ENCL |  | https://bapisensors.sharepoint.com/sites/BAPIMediaLibrary/Shared%20Documents/Product%20Images/Duct_RigidAvgTrans_BB_2023.png | https://bapisensors.sharepoint.com/sites/BAPIMediaLibrary/Shared%20Documents/Datasheets/Rigid_Averaging_temp_NoPrice-v17.pdf | https://bapisensors.sharepoint.com/sites/BAPIMediaLibrary/Shared%20Documents/Instructions/20904_ins_DuctAvgRigid_Passive.pdf
BA/10K3-RA12BB2 | BA/10K3-RA12"'BB2 | TEMP SENSOR, AVG, RIGID, 10K TYPE III, 12.00" PROBE, POLY ENCL |  | https://bapisensors.sharepoint.com/sites/BAPIMediaLibrary/Shared%20Documents/Product%20Images/Duct_TempTrans_BB2_2020.png | https://bapisensors.sharepoint.com/sites/BAPIMediaLibrary/Shared%20Documents/Datasheets/Rigid_Averaging_temp_NoPrice-v17.pdf | https://bapisensors.sharepoint.com/sites/BAPIMediaLibrary/Shared%20Documents/Instructions/20904_ins_DuctAvgRigid_Passive.pdf
BA/10K3-RA12BB4 | BA/10K3-RA12"'BB4 | TEMP SENSOR, AVG, RIGID, 10K TYPE III, 12.00" PROBE, POLY ENCL |  | https://assets.kele.com/assets/product/w_300/b846eac6a4d7fa2a85cf28fd9c547ab73ccd75ae/ba10k2d8bb4.jpg | https://bapisensors.sharepoint.com/sites/BAPIMediaLibrary/Shared%20Documents/Datasheets/Rigid_Averaging_temp_NoPrice-v17.pdf | https://bapisensors.sharepoint.com/sites/BAPIMediaLibrary/Shared%20Documents/Instructions/20904_ins_DuctAvgRigid_Passive.pdf
BA/10K3-RA2-NB | BA/10K3-RA2'-NB-18" | TEMP SENSOR, AVG, RIGID, 10K TYPE III, 2.00' PROBE, ENCL |  |  | https://bapisensors.sharepoint.com/sites/BAPIMediaLibrary/Shared%20Documents/Datasheets/Rigid_Averaging_temp_NoPrice-v17.pdf | https://bapisensors.sharepoint.com/sites/BAPIMediaLibrary/Shared%20Documents/Instructions/20904_ins_DuctAvgRigid_Passive.pdf
BA/10K3-RA2-JB | BA/10K3-RA2'-JB | TEMP SENSOR, AVG, RIGID, 10K TYPE III, 2.00' PROBE, METALLIC ENCL |  | https://bapisensors.sharepoint.com/sites/BAPIMediaLibrary/Shared%20Documents/Product%20Images/Duct_Temp_JBox_2020.png | https://bapisensors.sharepoint.com/sites/BAPIMediaLibrary/Shared%20Documents/Datasheets/Rigid_Averaging_temp_NoPrice-v17.pdf | https://bapisensors.sharepoint.com/sites/BAPIMediaLibrary/Shared%20Documents/Instructions/20904_ins_DuctAvgRigid_Passive.pdf
BA/10K3-RA2-WP | BA/10K3-RA2'-WP | TEMP SENSOR, AVG, RIGID, 10K TYPE III, 2.00' PROBE, METALLIC ENCL |  | https://assets.kele.com/assets/product/w_300/c363f2b39a885d4e727bdd316ec38d2135deef30/ba10k2-d8-wp.jpg | https://bapisensors.sharepoint.com/sites/BAPIMediaLibrary/Shared%20Documents/Datasheets/Rigid_Averaging_temp_NoPrice-v17.pdf | https://bapisensors.sharepoint.com/sites/BAPIMediaLibrary/Shared%20Documents/Instructions/20904_ins_DuctAvgRigid_Passive.pdf
BA/10K3-RA2-BB | BA/10K3-RA2'-BB | TEMP SENSOR, AVG, RIGID, 10K TYPE III, 2.00' PROBE, POLY ENCL |  | https://bapisensors.sharepoint.com/sites/BAPIMediaLibrary/Shared%20Documents/Product%20Images/Duct_RigidAvgTrans_BB_2023.png | https://bapisensors.sharepoint.com/sites/BAPIMediaLibrary/Shared%20Documents/Datasheets/Rigid_Averaging_temp_NoPrice-v17.pdf | https://bapisensors.sharepoint.com/sites/BAPIMediaLibrary/Shared%20Documents/Instructions/20904_ins_DuctAvgRigid_Passive.pdf
BA/10K3-RA2-BB2 | BA/10K3-RA2'-BB2 | TEMP SENSOR, AVG, RIGID, 10K TYPE III, 2.00' PROBE, POLY ENCL |  | https://bapisensors.sharepoint.com/sites/BAPIMediaLibrary/Shared%20Documents/Product%20Images/Duct_TempTrans_BB2_2020.png | https://bapisensors.sharepoint.com/sites/BAPIMediaLibrary/Shared%20Documents/Datasheets/Rigid_Averaging_temp_NoPrice-v17.pdf | https://bapisensors.sharepoint.com/sites/BAPIMediaLibrary/Shared%20Documents/Instructions/20904_ins_DuctAvgRigid_Passive.pdf
BA/10K3-RA2-BB4 | BA/10K3-RA2'-BB4 | TEMP SENSOR, AVG, RIGID, 10K TYPE III, 2.00' PROBE, POLY ENCL |  | https://assets.kele.com/assets/product/w_300/b846eac6a4d7fa2a85cf28fd9c547ab73ccd75ae/ba10k2d8bb4.jpg | https://bapisensors.sharepoint.com/sites/BAPIMediaLibrary/Shared%20Documents/Datasheets/Rigid_Averaging_temp_NoPrice-v17.pdf | https://bapisensors.sharepoint.com/sites/BAPIMediaLibrary/Shared%20Documents/Instructions/20904_ins_DuctAvgRigid_Passive.pdf
BA/10K3RA20JB | BA/10K-3-RA-20"-JB | TEMP SENSOR, AVG, RIGID, 10K TYPE III, 20.00" PROBE, METALLIC ENCL |  | https://bapisensors.sharepoint.com/sites/BAPIMediaLibrary/Shared%20Documents/Product%20Images/Duct_Temp_JBox_2020.png | https://bapisensors.sharepoint.com/sites/BAPIMediaLibrary/Shared%20Documents/Datasheets/Rigid_Averaging_temp_NoPrice-v17.pdf | https://bapisensors.sharepoint.com/sites/BAPIMediaLibrary/Shared%20Documents/Instructions/20904_ins_DuctAvgRigid_Passive.pdf
BA/10K3RA3JB | BA/10K-3-RA-3'-JB | TEMP SENSOR, AVG, RIGID, 10K TYPE III, 3.00' PROBE, METALLIC ENCL |  | https://bapisensors.sharepoint.com/sites/BAPIMediaLibrary/Shared%20Documents/Product%20Images/Duct_Temp_JBox_2020.png | https://bapisensors.sharepoint.com/sites/BAPIMediaLibrary/Shared%20Documents/Datasheets/Rigid_Averaging_temp_NoPrice-v17.pdf | https://bapisensors.sharepoint.com/sites/BAPIMediaLibrary/Shared%20Documents/Instructions/20904_ins_DuctAvgRigid_Passive.pdf
BA/10K3RA38JB | BA/10K-3-RA-38"-JB | TEMP SENSOR, AVG, RIGID, 10K TYPE III, 38.00" PROBE, METALLIC ENCL |  | https://bapisensors.sharepoint.com/sites/BAPIMediaLibrary/Shared%20Documents/Product%20Images/Duct_Temp_JBox_2020.png | https://bapisensors.sharepoint.com/sites/BAPIMediaLibrary/Shared%20Documents/Datasheets/Rigid_Averaging_temp_NoPrice-v17.pdf | https://bapisensors.sharepoint.com/sites/BAPIMediaLibrary/Shared%20Documents/Instructions/20904_ins_DuctAvgRigid_Passive.pdf
BA/10K3-RA4-NB | BA/10K3-RA4'-NB-18" | TEMP SENSOR, AVG, RIGID, 10K TYPE III, 4.00' PROBE, ENCL |  |  | https://bapisensors.sharepoint.com/sites/BAPIMediaLibrary/Shared%20Documents/Datasheets/Rigid_Averaging_temp_NoPrice-v17.pdf | https://bapisensors.sharepoint.com/sites/BAPIMediaLibrary/Shared%20Documents/Instructions/20904_ins_DuctAvgRigid_Passive.pdf
BA/10K3-RA4-JB | BA/10K3-RA4'-JB | TEMP SENSOR, AVG, RIGID, 10K TYPE III, 4.00' PROBE, METALLIC ENCL |  | https://bapisensors.sharepoint.com/sites/BAPIMediaLibrary/Shared%20Documents/Product%20Images/Duct_Temp_JBox_2020.png | https://bapisensors.sharepoint.com/sites/BAPIMediaLibrary/Shared%20Documents/Datasheets/Rigid_Averaging_temp_NoPrice-v17.pdf | https://bapisensors.sharepoint.com/sites/BAPIMediaLibrary/Shared%20Documents/Instructions/20904_ins_DuctAvgRigid_Passive.pdf
BA/10K3-RA4-WP | BA/10K3-RA4'-WP | TEMP SENSOR, AVG, RIGID, 10K TYPE III, 4.00' PROBE, METALLIC ENCL |  | https://assets.kele.com/assets/product/w_300/c363f2b39a885d4e727bdd316ec38d2135deef30/ba10k2-d8-wp.jpg | https://bapisensors.sharepoint.com/sites/BAPIMediaLibrary/Shared%20Documents/Datasheets/Rigid_Averaging_temp_NoPrice-v17.pdf | https://bapisensors.sharepoint.com/sites/BAPIMediaLibrary/Shared%20Documents/Instructions/20904_ins_DuctAvgRigid_Passive.pdf
BA/10K3XPRA4JB | BA/10K-3[XP]-RA-4'-JB | TEMP SENSOR, AVG, RIGID, 10K TYPE III, 4.00' PROBE, METALLIC ENCL |  | https://bapisensors.sharepoint.com/sites/BAPIMediaLibrary/Shared%20Documents/Product%20Images/Duct_Temp_JBox_2020.png | https://bapisensors.sharepoint.com/sites/BAPIMediaLibrary/Shared%20Documents/Datasheets/Rigid_Averaging_temp_NoPrice-v17.pdf | https://bapisensors.sharepoint.com/sites/BAPIMediaLibrary/Shared%20Documents/Instructions/20904_ins_DuctAvgRigid_Passive.pdf
BA/10K3-RA4-BB | BA/10K3-RA4'-BB | TEMP SENSOR, AVG, RIGID, 10K TYPE III, 4.00' PROBE, POLY ENCL |  | https://bapisensors.sharepoint.com/sites/BAPIMediaLibrary/Shared%20Documents/Product%20Images/Duct_RigidAvgTrans_BB_2023.png | https://bapisensors.sharepoint.com/sites/BAPIMediaLibrary/Shared%20Documents/Datasheets/Rigid_Averaging_temp_NoPrice-v17.pdf | https://bapisensors.sharepoint.com/sites/BAPIMediaLibrary/Shared%20Documents/Instructions/20904_ins_DuctAvgRigid_Passive.pdf
BA/10K3-RA4-BB2 | BA/10K3-RA4'-BB2 | TEMP SENSOR, AVG, RIGID, 10K TYPE III, 4.00' PROBE, POLY ENCL |  | https://bapisensors.sharepoint.com/sites/BAPIMediaLibrary/Shared%20Documents/Product%20Images/Duct_TempTrans_BB2_2020.png | https://bapisensors.sharepoint.com/sites/BAPIMediaLibrary/Shared%20Documents/Datasheets/Rigid_Averaging_temp_NoPrice-v17.pdf | https://bapisensors.sharepoint.com/sites/BAPIMediaLibrary/Shared%20Documents/Instructions/20904_ins_DuctAvgRigid_Passive.pdf
BA/10K3-RA4-BB4 | BA/10K3-RA4'-BB4 | TEMP SENSOR, AVG, RIGID, 10K TYPE III, 4.00' PROBE, POLY ENCL |  | https://assets.kele.com/assets/product/w_300/b846eac6a4d7fa2a85cf28fd9c547ab73ccd75ae/ba10k2d8bb4.jpg | https://bapisensors.sharepoint.com/sites/BAPIMediaLibrary/Shared%20Documents/Datasheets/Rigid_Averaging_temp_NoPrice-v17.pdf | https://bapisensors.sharepoint.com/sites/BAPIMediaLibrary/Shared%20Documents/Instructions/20904_ins_DuctAvgRigid_Passive.pdf
BA/1KNIRA12JB | BA/1K[NI]-RA-12"-JB | TEMP SENSOR, AVG, RIGID, 1K NI RTD, 12.00" PROBE, METALLIC ENCL |  | https://bapisensors.sharepoint.com/sites/BAPIMediaLibrary/Shared%20Documents/Product%20Images/Duct_Temp_JBox_2020.png | https://bapisensors.sharepoint.com/sites/BAPIMediaLibrary/Shared%20Documents/Datasheets/Rigid_Averaging_temp_NoPrice-v17.pdf | https://bapisensors.sharepoint.com/sites/BAPIMediaLibrary/Shared%20Documents/Instructions/20904_ins_DuctAvgRigid_Passive.pdf
BA/1KNIRA18JB | BA/1K[NI]-RA-18"-JB | TEMP SENSOR, AVG, RIGID, 1K NI RTD, 18.00" PROBE, METALLIC ENCL |  | https://bapisensors.sharepoint.com/sites/BAPIMediaLibrary/Shared%20Documents/Product%20Images/Duct_Temp_JBox_2020.png | https://bapisensors.sharepoint.com/sites/BAPIMediaLibrary/Shared%20Documents/Datasheets/Rigid_Averaging_temp_NoPrice-v17.pdf | https://bapisensors.sharepoint.com/sites/BAPIMediaLibrary/Shared%20Documents/Instructions/20904_ins_DuctAvgRigid_Passive.pdf
BA/1KNIRA2JB | BA/1K[NI]-RA-2'-JB | TEMP SENSOR, AVG, RIGID, 1K NI RTD, 2.00' PROBE, METALLIC ENCL |  | https://bapisensors.sharepoint.com/sites/BAPIMediaLibrary/Shared%20Documents/Product%20Images/Duct_Temp_JBox_2020.png | https://bapisensors.sharepoint.com/sites/BAPIMediaLibrary/Shared%20Documents/Datasheets/Rigid_Averaging_temp_NoPrice-v17.pdf | https://bapisensors.sharepoint.com/sites/BAPIMediaLibrary/Shared%20Documents/Instructions/20904_ins_DuctAvgRigid_Passive.pdf
BA/1KNIRA20JB | BA/1K[NI]-RA-20"-JB | TEMP SENSOR, AVG, RIGID, 1K NI RTD, 20.00" PROBE, METALLIC ENCL |  | https://bapisensors.sharepoint.com/sites/BAPIMediaLibrary/Shared%20Documents/Product%20Images/Duct_Temp_JBox_2020.png | https://bapisensors.sharepoint.com/sites/BAPIMediaLibrary/Shared%20Documents/Datasheets/Rigid_Averaging_temp_NoPrice-v17.pdf | https://bapisensors.sharepoint.com/sites/BAPIMediaLibrary/Shared%20Documents/Instructions/20904_ins_DuctAvgRigid_Passive.pdf
BA/1KNIRA3JB | BA/1K[NI]-RA-3'-JB | TEMP SENSOR, AVG, RIGID, 1K NI RTD, 3.00' PROBE, METALLIC ENCL |  | https://bapisensors.sharepoint.com/sites/BAPIMediaLibrary/Shared%20Documents/Product%20Images/Duct_Temp_JBox_2020.png | https://bapisensors.sharepoint.com/sites/BAPIMediaLibrary/Shared%20Documents/Datasheets/Rigid_Averaging_temp_NoPrice-v17.pdf | https://bapisensors.sharepoint.com/sites/BAPIMediaLibrary/Shared%20Documents/Instructions/20904_ins_DuctAvgRigid_Passive.pdf
BA/1KNIRA4JB | BA/1K[NI]-RA-4'-JB | TEMP SENSOR, AVG, RIGID, 1K NI RTD, 4.00' PROBE, METALLIC ENCL |  | https://bapisensors.sharepoint.com/sites/BAPIMediaLibrary/Shared%20Documents/Product%20Images/Duct_Temp_JBox_2020.png | https://bapisensors.sharepoint.com/sites/BAPIMediaLibrary/Shared%20Documents/Datasheets/Rigid_Averaging_temp_NoPrice-v17.pdf | https://bapisensors.sharepoint.com/sites/BAPIMediaLibrary/Shared%20Documents/Instructions/20904_ins_DuctAvgRigid_Passive.pdf
BA/1KNIRA4BB4 | BA/1K[NI]-RA-4'-BB4 | TEMP SENSOR, AVG, RIGID, 1K NI RTD, 4.00' PROBE, POLY ENCL |  | https://assets.kele.com/assets/product/w_300/b846eac6a4d7fa2a85cf28fd9c547ab73ccd75ae/ba10k2d8bb4.jpg | https://bapisensors.sharepoint.com/sites/BAPIMediaLibrary/Shared%20Documents/Datasheets/Rigid_Averaging_temp_NoPrice-v17.pdf | https://bapisensors.sharepoint.com/sites/BAPIMediaLibrary/Shared%20Documents/Instructions/20904_ins_DuctAvgRigid_Passive.pdf
BA/1K375-RA12NB | BA/1K375-RA12"'NB-18" | TEMP SENSOR, AVG, RIGID, 1K RTD 375, 12.00" PROBE, ENCL |  |  | https://bapisensors.sharepoint.com/sites/BAPIMediaLibrary/Shared%20Documents/Datasheets/Rigid_Averaging_temp_NoPrice-v17.pdf | https://bapisensors.sharepoint.com/sites/BAPIMediaLibrary/Shared%20Documents/Instructions/20904_ins_DuctAvgRigid_Passive.pdf
BA/1K375-RA12JB | BA/1K375-RA12"'JB | TEMP SENSOR, AVG, RIGID, 1K RTD 375, 12.00" PROBE, METALLIC ENCL |  | https://bapisensors.sharepoint.com/sites/BAPIMediaLibrary/Shared%20Documents/Product%20Images/Duct_Temp_JBox_2020.png | https://bapisensors.sharepoint.com/sites/BAPIMediaLibrary/Shared%20Documents/Datasheets/Rigid_Averaging_temp_NoPrice-v17.pdf | https://bapisensors.sharepoint.com/sites/BAPIMediaLibrary/Shared%20Documents/Instructions/20904_ins_DuctAvgRigid_Passive.pdf
BA/1K375-RA12WP | BA/1K375-RA12"'WP | TEMP SENSOR, AVG, RIGID, 1K RTD 375, 12.00" PROBE, METALLIC ENCL |  | https://assets.kele.com/assets/product/w_300/c363f2b39a885d4e727bdd316ec38d2135deef30/ba10k2-d8-wp.jpg | https://bapisensors.sharepoint.com/sites/BAPIMediaLibrary/Shared%20Documents/Datasheets/Rigid_Averaging_temp_NoPrice-v17.pdf | https://bapisensors.sharepoint.com/sites/BAPIMediaLibrary/Shared%20Documents/Instructions/20904_ins_DuctAvgRigid_Passive.pdf
BA/1K375-RA12BB | BA/1K375-RA12"'BB | TEMP SENSOR, AVG, RIGID, 1K RTD 375, 12.00" PROBE, POLY ENCL |  | https://bapisensors.sharepoint.com/sites/BAPIMediaLibrary/Shared%20Documents/Product%20Images/Duct_RigidAvgTrans_BB_2023.png | https://bapisensors.sharepoint.com/sites/BAPIMediaLibrary/Shared%20Documents/Datasheets/Rigid_Averaging_temp_NoPrice-v17.pdf | https://bapisensors.sharepoint.com/sites/BAPIMediaLibrary/Shared%20Documents/Instructions/20904_ins_DuctAvgRigid_Passive.pdf
BA/1K375RA12BB2 | BA/1K375RA12"'BB2 | TEMP SENSOR, AVG, RIGID, 1K RTD 375, 12.00" PROBE, POLY ENCL |  | https://bapisensors.sharepoint.com/sites/BAPIMediaLibrary/Shared%20Documents/Product%20Images/Duct_TempTrans_BB2_2020.png | https://bapisensors.sharepoint.com/sites/BAPIMediaLibrary/Shared%20Documents/Datasheets/Rigid_Averaging_temp_NoPrice-v17.pdf | https://bapisensors.sharepoint.com/sites/BAPIMediaLibrary/Shared%20Documents/Instructions/20904_ins_DuctAvgRigid_Passive.pdf
BA/1K375RA12BB4 | BA/1K375RA12"'BB4 | TEMP SENSOR, AVG, RIGID, 1K RTD 375, 12.00" PROBE, POLY ENCL |  | https://assets.kele.com/assets/product/w_300/b846eac6a4d7fa2a85cf28fd9c547ab73ccd75ae/ba10k2d8bb4.jpg | https://bapisensors.sharepoint.com/sites/BAPIMediaLibrary/Shared%20Documents/Datasheets/Rigid_Averaging_temp_NoPrice-v17.pdf | https://bapisensors.sharepoint.com/sites/BAPIMediaLibrary/Shared%20Documents/Instructions/20904_ins_DuctAvgRigid_Passive.pdf
BA/1K375-RA2-NB | BA/1K375-RA2'-NB-18" | TEMP SENSOR, AVG, RIGID, 1K RTD 375, 2.00' PROBE, ENCL |  |  | https://bapisensors.sharepoint.com/sites/BAPIMediaLibrary/Shared%20Documents/Datasheets/Rigid_Averaging_temp_NoPrice-v17.pdf | https://bapisensors.sharepoint.com/sites/BAPIMediaLibrary/Shared%20Documents/Instructions/20904_ins_DuctAvgRigid_Passive.pdf
BA/1K375-RA2-JB | BA/1K375-RA2'-JB | TEMP SENSOR, AVG, RIGID, 1K RTD 375, 2.00' PROBE, METALLIC ENCL |  | https://bapisensors.sharepoint.com/sites/BAPIMediaLibrary/Shared%20Documents/Product%20Images/Duct_Temp_JBox_2020.png | https://bapisensors.sharepoint.com/sites/BAPIMediaLibrary/Shared%20Documents/Datasheets/Rigid_Averaging_temp_NoPrice-v17.pdf | https://bapisensors.sharepoint.com/sites/BAPIMediaLibrary/Shared%20Documents/Instructions/20904_ins_DuctAvgRigid_Passive.pdf
BA/1K375-RA2-WP | BA/1K375-RA2'-WP | TEMP SENSOR, AVG, RIGID, 1K RTD 375, 2.00' PROBE, METALLIC ENCL |  | https://assets.kele.com/assets/product/w_300/c363f2b39a885d4e727bdd316ec38d2135deef30/ba10k2-d8-wp.jpg | https://bapisensors.sharepoint.com/sites/BAPIMediaLibrary/Shared%20Documents/Datasheets/Rigid_Averaging_temp_NoPrice-v17.pdf | https://bapisensors.sharepoint.com/sites/BAPIMediaLibrary/Shared%20Documents/Instructions/20904_ins_DuctAvgRigid_Passive.pdf
BA/1K375-RA2-BB | BA/1K375-RA2'-BB | TEMP SENSOR, AVG, RIGID, 1K RTD 375, 2.00' PROBE, POLY ENCL |  | https://bapisensors.sharepoint.com/sites/BAPIMediaLibrary/Shared%20Documents/Product%20Images/Duct_RigidAvgTrans_BB_2023.png | https://bapisensors.sharepoint.com/sites/BAPIMediaLibrary/Shared%20Documents/Datasheets/Rigid_Averaging_temp_NoPrice-v17.pdf | https://bapisensors.sharepoint.com/sites/BAPIMediaLibrary/Shared%20Documents/Instructions/20904_ins_DuctAvgRigid_Passive.pdf
BA/1K375-RA2BB2 | BA/1K375-RA2'BB2 | TEMP SENSOR, AVG, RIGID, 1K RTD 375, 2.00' PROBE, POLY ENCL |  | https://bapisensors.sharepoint.com/sites/BAPIMediaLibrary/Shared%20Documents/Product%20Images/Duct_TempTrans_BB2_2020.png | https://bapisensors.sharepoint.com/sites/BAPIMediaLibrary/Shared%20Documents/Datasheets/Rigid_Averaging_temp_NoPrice-v17.pdf | https://bapisensors.sharepoint.com/sites/BAPIMediaLibrary/Shared%20Documents/Instructions/20904_ins_DuctAvgRigid_Passive.pdf
BA/1K375-RA2BB4 | BA/1K375-RA2'BB4 | TEMP SENSOR, AVG, RIGID, 1K RTD 375, 2.00' PROBE, POLY ENCL |  | https://assets.kele.com/assets/product/w_300/b846eac6a4d7fa2a85cf28fd9c547ab73ccd75ae/ba10k2d8bb4.jpg | https://bapisensors.sharepoint.com/sites/BAPIMediaLibrary/Shared%20Documents/Datasheets/Rigid_Averaging_temp_NoPrice-v17.pdf | https://bapisensors.sharepoint.com/sites/BAPIMediaLibrary/Shared%20Documents/Instructions/20904_ins_DuctAvgRigid_Passive.pdf
BA/1K375RA3JB | BA/1K[375]-RA-3'-JB | TEMP SENSOR, AVG, RIGID, 1K RTD 375, 3.00' PROBE, METALLIC ENCL |  | https://bapisensors.sharepoint.com/sites/BAPIMediaLibrary/Shared%20Documents/Product%20Images/Duct_Temp_JBox_2020.png | https://bapisensors.sharepoint.com/sites/BAPIMediaLibrary/Shared%20Documents/Datasheets/Rigid_Averaging_temp_NoPrice-v17.pdf | https://bapisensors.sharepoint.com/sites/BAPIMediaLibrary/Shared%20Documents/Instructions/20904_ins_DuctAvgRigid_Passive.pdf
BA/1K375-RA4-NB | BA/1K375-RA4'-NB-18" | TEMP SENSOR, AVG, RIGID, 1K RTD 375, 4.00' PROBE, ENCL |  |  | https://bapisensors.sharepoint.com/sites/BAPIMediaLibrary/Shared%20Documents/Datasheets/Rigid_Averaging_temp_NoPrice-v17.pdf | https://bapisensors.sharepoint.com/sites/BAPIMediaLibrary/Shared%20Documents/Instructions/20904_ins_DuctAvgRigid_Passive.pdf
BA/1K375-RA4-JB | BA/1K375-RA4'-JB | TEMP SENSOR, AVG, RIGID, 1K RTD 375, 4.00' PROBE, METALLIC ENCL |  | https://bapisensors.sharepoint.com/sites/BAPIMediaLibrary/Shared%20Documents/Product%20Images/Duct_Temp_JBox_2020.png | https://bapisensors.sharepoint.com/sites/BAPIMediaLibrary/Shared%20Documents/Datasheets/Rigid_Averaging_temp_NoPrice-v17.pdf | https://bapisensors.sharepoint.com/sites/BAPIMediaLibrary/Shared%20Documents/Instructions/20904_ins_DuctAvgRigid_Passive.pdf
BA/1K375-RA4-WP | BA/1K375-RA4'-WP | TEMP SENSOR, AVG, RIGID, 1K RTD 375, 4.00' PROBE, METALLIC ENCL |  | https://assets.kele.com/assets/product/w_300/c363f2b39a885d4e727bdd316ec38d2135deef30/ba10k2-d8-wp.jpg | https://bapisensors.sharepoint.com/sites/BAPIMediaLibrary/Shared%20Documents/Datasheets/Rigid_Averaging_temp_NoPrice-v17.pdf | https://bapisensors.sharepoint.com/sites/BAPIMediaLibrary/Shared%20Documents/Instructions/20904_ins_DuctAvgRigid_Passive.pdf
BA/1K375SA4JB | BA/1K[375]-SA-4'-JB | TEMP SENSOR, AVG, RIGID, 1K RTD 375, 4.00' PROBE, METALLIC ENCL |  | https://bapisensors.sharepoint.com/sites/BAPIMediaLibrary/Shared%20Documents/Product%20Images/Duct_Temp_JBox_2020.png | https://bapisensors.sharepoint.com/sites/BAPIMediaLibrary/Shared%20Documents/Datasheets/Submersible_Averaging_NoPrice-v17.pdf | https://bapisensors.sharepoint.com/sites/BAPIMediaLibrary/Shared%20Documents/Instructions/20906_ins_SubmersibleAvg_Passive.pdf
BA/1K375-RA4-BB | BA/1K375-RA4'-BB | TEMP SENSOR, AVG, RIGID, 1K RTD 375, 4.00' PROBE, POLY ENCL |  | https://bapisensors.sharepoint.com/sites/BAPIMediaLibrary/Shared%20Documents/Product%20Images/Duct_RigidAvgTrans_BB_2023.png | https://bapisensors.sharepoint.com/sites/BAPIMediaLibrary/Shared%20Documents/Datasheets/Rigid_Averaging_temp_NoPrice-v17.pdf | https://bapisensors.sharepoint.com/sites/BAPIMediaLibrary/Shared%20Documents/Instructions/20904_ins_DuctAvgRigid_Passive.pdf
BA/1K375-RA4BB2 | BA/1K375-RA4'BB2 | TEMP SENSOR, AVG, RIGID, 1K RTD 375, 4.00' PROBE, POLY ENCL |  | https://bapisensors.sharepoint.com/sites/BAPIMediaLibrary/Shared%20Documents/Product%20Images/Duct_TempTrans_BB2_2020.png | https://bapisensors.sharepoint.com/sites/BAPIMediaLibrary/Shared%20Documents/Datasheets/Rigid_Averaging_temp_NoPrice-v17.pdf | https://bapisensors.sharepoint.com/sites/BAPIMediaLibrary/Shared%20Documents/Instructions/20904_ins_DuctAvgRigid_Passive.pdf
BA/1K375-RA4BB4 | BA/1K375-RA4'BB4 | TEMP SENSOR, AVG, RIGID, 1K RTD 375, 4.00' PROBE, POLY ENCL |  | https://assets.kele.com/assets/product/w_300/b846eac6a4d7fa2a85cf28fd9c547ab73ccd75ae/ba10k2d8bb4.jpg | https://bapisensors.sharepoint.com/sites/BAPIMediaLibrary/Shared%20Documents/Datasheets/Rigid_Averaging_temp_NoPrice-v17.pdf | https://bapisensors.sharepoint.com/sites/BAPIMediaLibrary/Shared%20Documents/Instructions/20904_ins_DuctAvgRigid_Passive.pdf
BA/1K375A40BB | BA/1K[375]-A-40'-BB | TEMP SENSOR, AVG, RIGID, 1K RTD 375, 40.00' PROBE, POLY ENCL |  | https://bapisensors.sharepoint.com/sites/BAPIMediaLibrary/Shared%20Documents/Product%20Images/Duct_RigidAvgTrans_BB_2023.png | https://bapisensors.sharepoint.com/sites/BAPIMediaLibrary/Shared%20Documents/Datasheets/Duct_Avg_temp_NoPrice-v17.pdf | https://bapisensors.sharepoint.com/sites/BAPIMediaLibrary/Shared%20Documents/Instructions/20903_ins_duct_avg_passive.pdf
BA/1K-RA12-NB | BA/1K-RA12"'-NB-18" | TEMP SENSOR, AVG, RIGID, 1K RTD 385, 12.00" PROBE, ENCL |  |  | https://bapisensors.sharepoint.com/sites/BAPIMediaLibrary/Shared%20Documents/Datasheets/Rigid_Averaging_temp_NoPrice-v17.pdf | https://bapisensors.sharepoint.com/sites/BAPIMediaLibrary/Shared%20Documents/Instructions/20904_ins_DuctAvgRigid_Passive.pdf
BA/1K-RA12-JB | BA/1K-RA12"'-JB | TEMP SENSOR, AVG, RIGID, 1K RTD 385, 12.00" PROBE, METALLIC ENCL |  | https://bapisensors.sharepoint.com/sites/BAPIMediaLibrary/Shared%20Documents/Product%20Images/Duct_Temp_JBox_2020.png | https://bapisensors.sharepoint.com/sites/BAPIMediaLibrary/Shared%20Documents/Datasheets/Rigid_Averaging_temp_NoPrice-v17.pdf | https://bapisensors.sharepoint.com/sites/BAPIMediaLibrary/Shared%20Documents/Instructions/20904_ins_DuctAvgRigid_Passive.pdf
BA/1K-RA12-WP | BA/1K-RA12"'-WP | TEMP SENSOR, AVG, RIGID, 1K RTD 385, 12.00" PROBE, METALLIC ENCL |  | https://assets.kele.com/assets/product/w_300/c363f2b39a885d4e727bdd316ec38d2135deef30/ba10k2-d8-wp.jpg | https://bapisensors.sharepoint.com/sites/BAPIMediaLibrary/Shared%20Documents/Datasheets/Rigid_Averaging_temp_NoPrice-v17.pdf | https://bapisensors.sharepoint.com/sites/BAPIMediaLibrary/Shared%20Documents/Instructions/20904_ins_DuctAvgRigid_Passive.pdf
BA/1K-RA12-BB | BA/1K-RA12"'-BB | TEMP SENSOR, AVG, RIGID, 1K RTD 385, 12.00" PROBE, POLY ENCL |  | https://bapisensors.sharepoint.com/sites/BAPIMediaLibrary/Shared%20Documents/Product%20Images/Duct_RigidAvgTrans_BB_2023.png | https://bapisensors.sharepoint.com/sites/BAPIMediaLibrary/Shared%20Documents/Datasheets/Rigid_Averaging_temp_NoPrice-v17.pdf | https://bapisensors.sharepoint.com/sites/BAPIMediaLibrary/Shared%20Documents/Instructions/20904_ins_DuctAvgRigid_Passive.pdf
BA/1K-RA12-BB2 | BA/1K-RA12"'-BB2 | TEMP SENSOR, AVG, RIGID, 1K RTD 385, 12.00" PROBE, POLY ENCL |  | https://bapisensors.sharepoint.com/sites/BAPIMediaLibrary/Shared%20Documents/Product%20Images/Duct_TempTrans_BB2_2020.png | https://bapisensors.sharepoint.com/sites/BAPIMediaLibrary/Shared%20Documents/Datasheets/Rigid_Averaging_temp_NoPrice-v17.pdf | https://bapisensors.sharepoint.com/sites/BAPIMediaLibrary/Shared%20Documents/Instructions/20904_ins_DuctAvgRigid_Passive.pdf
BA/1K-RA12-BB4 | BA/1K-RA12"'-BB4 | TEMP SENSOR, AVG, RIGID, 1K RTD 385, 12.00" PROBE, POLY ENCL |  | https://assets.kele.com/assets/product/w_300/b846eac6a4d7fa2a85cf28fd9c547ab73ccd75ae/ba10k2d8bb4.jpg | https://bapisensors.sharepoint.com/sites/BAPIMediaLibrary/Shared%20Documents/Datasheets/Rigid_Averaging_temp_NoPrice-v17.pdf | https://bapisensors.sharepoint.com/sites/BAPIMediaLibrary/Shared%20Documents/Instructions/20904_ins_DuctAvgRigid_Passive.pdf
BA/1KRA18JB | BA/1K-RA-18"-JB | TEMP SENSOR, AVG, RIGID, 1K RTD 385, 18.00" PROBE, METALLIC ENCL |  | https://bapisensors.sharepoint.com/sites/BAPIMediaLibrary/Shared%20Documents/Product%20Images/Duct_Temp_JBox_2020.png | https://bapisensors.sharepoint.com/sites/BAPIMediaLibrary/Shared%20Documents/Datasheets/Rigid_Averaging_temp_NoPrice-v17.pdf | https://bapisensors.sharepoint.com/sites/BAPIMediaLibrary/Shared%20Documents/Instructions/20904_ins_DuctAvgRigid_Passive.pdf
BA/1KRA18BB2 | BA/1K-RA-18"-BB2 | TEMP SENSOR, AVG, RIGID, 1K RTD 385, 18.00" PROBE, POLY ENCL |  | https://bapisensors.sharepoint.com/sites/BAPIMediaLibrary/Shared%20Documents/Product%20Images/Duct_TempTrans_BB2_2020.png | https://bapisensors.sharepoint.com/sites/BAPIMediaLibrary/Shared%20Documents/Datasheets/Rigid_Averaging_temp_NoPrice-v17.pdf | https://bapisensors.sharepoint.com/sites/BAPIMediaLibrary/Shared%20Documents/Instructions/20904_ins_DuctAvgRigid_Passive.pdf
BA/1K-RA2-NB | BA/1K-RA2'-NB-18" | TEMP SENSOR, AVG, RIGID, 1K RTD 385, 2.00' PROBE, ENCL |  |  | https://bapisensors.sharepoint.com/sites/BAPIMediaLibrary/Shared%20Documents/Datasheets/Rigid_Averaging_temp_NoPrice-v17.pdf | https://bapisensors.sharepoint.com/sites/BAPIMediaLibrary/Shared%20Documents/Instructions/20904_ins_DuctAvgRigid_Passive.pdf
BA/1K-RA2-JB | BA/1K-RA2'-JB | TEMP SENSOR, AVG, RIGID, 1K RTD 385, 2.00' PROBE, METALLIC ENCL |  | https://bapisensors.sharepoint.com/sites/BAPIMediaLibrary/Shared%20Documents/Product%20Images/Duct_Temp_JBox_2020.png | https://bapisensors.sharepoint.com/sites/BAPIMediaLibrary/Shared%20Documents/Datasheets/Rigid_Averaging_temp_NoPrice-v17.pdf | https://bapisensors.sharepoint.com/sites/BAPIMediaLibrary/Shared%20Documents/Instructions/20904_ins_DuctAvgRigid_Passive.pdf
BA/1K-RA2-WP | BA/1K-RA2'-WP | TEMP SENSOR, AVG, RIGID, 1K RTD 385, 2.00' PROBE, METALLIC ENCL |  | https://assets.kele.com/assets/product/w_300/c363f2b39a885d4e727bdd316ec38d2135deef30/ba10k2-d8-wp.jpg | https://bapisensors.sharepoint.com/sites/BAPIMediaLibrary/Shared%20Documents/Datasheets/Rigid_Averaging_temp_NoPrice-v17.pdf | https://bapisensors.sharepoint.com/sites/BAPIMediaLibrary/Shared%20Documents/Instructions/20904_ins_DuctAvgRigid_Passive.pdf
BA/1K-RA2-BB | BA/1K-RA2'-BB | TEMP SENSOR, AVG, RIGID, 1K RTD 385, 2.00' PROBE, POLY ENCL |  | https://bapisensors.sharepoint.com/sites/BAPIMediaLibrary/Shared%20Documents/Product%20Images/Duct_RigidAvgTrans_BB_2023.png | https://bapisensors.sharepoint.com/sites/BAPIMediaLibrary/Shared%20Documents/Datasheets/Rigid_Averaging_temp_NoPrice-v17.pdf | https://bapisensors.sharepoint.com/sites/BAPIMediaLibrary/Shared%20Documents/Instructions/20904_ins_DuctAvgRigid_Passive.pdf
BA/1K-RA2-BB2 | BA/1K-RA2'-BB2 | TEMP SENSOR, AVG, RIGID, 1K RTD 385, 2.00' PROBE, POLY ENCL |  | https://bapisensors.sharepoint.com/sites/BAPIMediaLibrary/Shared%20Documents/Product%20Images/Duct_TempTrans_BB2_2020.png | https://bapisensors.sharepoint.com/sites/BAPIMediaLibrary/Shared%20Documents/Datasheets/Rigid_Averaging_temp_NoPrice-v17.pdf | https://bapisensors.sharepoint.com/sites/BAPIMediaLibrary/Shared%20Documents/Instructions/20904_ins_DuctAvgRigid_Passive.pdf
BA/1K-RA2-BB4 | BA/1K-RA2'-BB4 | TEMP SENSOR, AVG, RIGID, 1K RTD 385, 2.00' PROBE, POLY ENCL |  | https://assets.kele.com/assets/product/w_300/b846eac6a4d7fa2a85cf28fd9c547ab73ccd75ae/ba10k2d8bb4.jpg | https://bapisensors.sharepoint.com/sites/BAPIMediaLibrary/Shared%20Documents/Datasheets/Rigid_Averaging_temp_NoPrice-v17.pdf | https://bapisensors.sharepoint.com/sites/BAPIMediaLibrary/Shared%20Documents/Instructions/20904_ins_DuctAvgRigid_Passive.pdf
BA/T1KRA2BB | BA/T1K[0 TO 100F]-RA-2'-BB | TEMP SENSOR, AVG, RIGID, 1K RTD 385, 2.00' PROBE, POLY ENCL |  | https://bapisensors.sharepoint.com/sites/BAPIMediaLibrary/Shared%20Documents/Product%20Images/Duct_RigidAvgTrans_BB_2023.png | https://bapisensors.sharepoint.com/sites/BAPIMediaLibrary/Shared%20Documents/Datasheets/Rigid_Averaging_temp_NoPrice-v17.pdf | https://bapisensors.sharepoint.com/sites/BAPIMediaLibrary/Shared%20Documents/Instructions/20904_ins_DuctAvgRigid_Passive.pdf
BA/1KRA3JB | BA/1K-RA-3'-JB | TEMP SENSOR, AVG, RIGID, 1K RTD 385, 3.00' PROBE, METALLIC ENCL |  | https://bapisensors.sharepoint.com/sites/BAPIMediaLibrary/Shared%20Documents/Product%20Images/Duct_Temp_JBox_2020.png | https://bapisensors.sharepoint.com/sites/BAPIMediaLibrary/Shared%20Documents/Datasheets/Rigid_Averaging_temp_NoPrice-v17.pdf | https://bapisensors.sharepoint.com/sites/BAPIMediaLibrary/Shared%20Documents/Instructions/20904_ins_DuctAvgRigid_Passive.pdf
BA/1KRA3BB4 | BA/1K-RA-3'-BB4 | TEMP SENSOR, AVG, RIGID, 1K RTD 385, 3.00' PROBE, POLY ENCL |  | https://assets.kele.com/assets/product/w_300/b846eac6a4d7fa2a85cf28fd9c547ab73ccd75ae/ba10k2d8bb4.jpg | https://bapisensors.sharepoint.com/sites/BAPIMediaLibrary/Shared%20Documents/Datasheets/Rigid_Averaging_temp_NoPrice-v17.pdf | https://bapisensors.sharepoint.com/sites/BAPIMediaLibrary/Shared%20Documents/Instructions/20904_ins_DuctAvgRigid_Passive.pdf
BA/1K-RA4-NB | BA/1K-RA4'-NB-18" | TEMP SENSOR, AVG, RIGID, 1K RTD 385, 4.00' PROBE, ENCL |  |  | https://bapisensors.sharepoint.com/sites/BAPIMediaLibrary/Shared%20Documents/Datasheets/Rigid_Averaging_temp_NoPrice-v17.pdf | https://bapisensors.sharepoint.com/sites/BAPIMediaLibrary/Shared%20Documents/Instructions/20904_ins_DuctAvgRigid_Passive.pdf
BA/1K-RA4-JB | BA/1K-RA4'-JB | TEMP SENSOR, AVG, RIGID, 1K RTD 385, 4.00' PROBE, METALLIC ENCL |  | https://bapisensors.sharepoint.com/sites/BAPIMediaLibrary/Shared%20Documents/Product%20Images/Duct_Temp_JBox_2020.png | https://bapisensors.sharepoint.com/sites/BAPIMediaLibrary/Shared%20Documents/Datasheets/Rigid_Averaging_temp_NoPrice-v17.pdf | https://bapisensors.sharepoint.com/sites/BAPIMediaLibrary/Shared%20Documents/Instructions/20904_ins_DuctAvgRigid_Passive.pdf
BA/1K-RA4-WP | BA/1K-RA4'-WP | TEMP SENSOR, AVG, RIGID, 1K RTD 385, 4.00' PROBE, METALLIC ENCL |  | https://assets.kele.com/assets/product/w_300/c363f2b39a885d4e727bdd316ec38d2135deef30/ba10k2-d8-wp.jpg | https://bapisensors.sharepoint.com/sites/BAPIMediaLibrary/Shared%20Documents/Datasheets/Rigid_Averaging_temp_NoPrice-v17.pdf | https://bapisensors.sharepoint.com/sites/BAPIMediaLibrary/Shared%20Documents/Instructions/20904_ins_DuctAvgRigid_Passive.pdf
BA/1K-SA-4-WP | BA/1K-SA-4'-WP | TEMP SENSOR, AVG, RIGID, 1K RTD 385, 4.00' PROBE, METALLIC ENCL |  | https://assets.kele.com/assets/product/w_300/c363f2b39a885d4e727bdd316ec38d2135deef30/ba10k2-d8-wp.jpg | https://bapisensors.sharepoint.com/sites/BAPIMediaLibrary/Shared%20Documents/Datasheets/Submersible_Averaging_NoPrice-v17.pdf | https://bapisensors.sharepoint.com/sites/BAPIMediaLibrary/Shared%20Documents/Instructions/20906_ins_SubmersibleAvg_Passive.pdf
BA/1K-RA4-BB | BA/1K-RA4'-BB | TEMP SENSOR, AVG, RIGID, 1K RTD 385, 4.00' PROBE, POLY ENCL |  | https://bapisensors.sharepoint.com/sites/BAPIMediaLibrary/Shared%20Documents/Product%20Images/Duct_RigidAvgTrans_BB_2023.png | https://bapisensors.sharepoint.com/sites/BAPIMediaLibrary/Shared%20Documents/Datasheets/Rigid_Averaging_temp_NoPrice-v17.pdf | https://bapisensors.sharepoint.com/sites/BAPIMediaLibrary/Shared%20Documents/Instructions/20904_ins_DuctAvgRigid_Passive.pdf
BA/1K-RA4-BB2 | BA/1K-RA4'-BB2 | TEMP SENSOR, AVG, RIGID, 1K RTD 385, 4.00' PROBE, POLY ENCL |  | https://bapisensors.sharepoint.com/sites/BAPIMediaLibrary/Shared%20Documents/Product%20Images/Duct_TempTrans_BB2_2020.png | https://bapisensors.sharepoint.com/sites/BAPIMediaLibrary/Shared%20Documents/Datasheets/Rigid_Averaging_temp_NoPrice-v17.pdf | https://bapisensors.sharepoint.com/sites/BAPIMediaLibrary/Shared%20Documents/Instructions/20904_ins_DuctAvgRigid_Passive.pdf
BA/1K-RA4-BB4 | BA/1K-RA4'-BB4 | TEMP SENSOR, AVG, RIGID, 1K RTD 385, 4.00' PROBE, POLY ENCL |  | https://assets.kele.com/assets/product/w_300/b846eac6a4d7fa2a85cf28fd9c547ab73ccd75ae/ba10k2d8bb4.jpg | https://bapisensors.sharepoint.com/sites/BAPIMediaLibrary/Shared%20Documents/Datasheets/Rigid_Averaging_temp_NoPrice-v17.pdf | https://bapisensors.sharepoint.com/sites/BAPIMediaLibrary/Shared%20Documents/Instructions/20904_ins_DuctAvgRigid_Passive.pdf
BA/1KRA6JB | BA/1K-RA-6"-JB | TEMP SENSOR, AVG, RIGID, 1K RTD 385, 6.00" PROBE, METALLIC ENCL |  | https://bapisensors.sharepoint.com/sites/BAPIMediaLibrary/Shared%20Documents/Product%20Images/Duct_Temp_JBox_2020.png | https://bapisensors.sharepoint.com/sites/BAPIMediaLibrary/Shared%20Documents/Datasheets/Rigid_Averaging_temp_NoPrice-v17.pdf | https://bapisensors.sharepoint.com/sites/BAPIMediaLibrary/Shared%20Documents/Instructions/20904_ins_DuctAvgRigid_Passive.pdf
BA/2.2KRA3JB | BA/2.2K-RA-3'-JB | TEMP SENSOR, AVG, RIGID, 2.252K, 3.00' PROBE, METALLIC ENCL |  | https://bapisensors.sharepoint.com/sites/BAPIMediaLibrary/Shared%20Documents/Product%20Images/Duct_Temp_JBox_2020.png | https://bapisensors.sharepoint.com/sites/BAPIMediaLibrary/Shared%20Documents/Datasheets/Rigid_Averaging_temp_NoPrice-v17.pdf | https://bapisensors.sharepoint.com/sites/BAPIMediaLibrary/Shared%20Documents/Instructions/20904_ins_DuctAvgRigid_Passive.pdf
BA/2.2KRA4BB2 | BA/2.2K-RA-4'-BB2 | TEMP SENSOR, AVG, RIGID, 2.252K, 4.00' PROBE, POLY ENCL |  | https://bapisensors.sharepoint.com/sites/BAPIMediaLibrary/Shared%20Documents/Product%20Images/Duct_TempTrans_BB2_2020.png | https://bapisensors.sharepoint.com/sites/BAPIMediaLibrary/Shared%20Documents/Datasheets/Rigid_Averaging_temp_NoPrice-v17.pdf | https://bapisensors.sharepoint.com/sites/BAPIMediaLibrary/Shared%20Documents/Instructions/20904_ins_DuctAvgRigid_Passive.pdf
BA/20KRA12NB | BA/20K-RA-12"-NB | TEMP SENSOR, AVG, RIGID, 20K, 12.00" PROBE, ENCL |  |  | https://bapisensors.sharepoint.com/sites/BAPIMediaLibrary/Shared%20Documents/Datasheets/Rigid_Averaging_temp_NoPrice-v17.pdf | https://bapisensors.sharepoint.com/sites/BAPIMediaLibrary/Shared%20Documents/Instructions/20904_ins_DuctAvgRigid_Passive.pdf
BA/20KRA12JB | BA/20K-RA-12"-JB | TEMP SENSOR, AVG, RIGID, 20K, 12.00" PROBE, METALLIC ENCL |  | https://bapisensors.sharepoint.com/sites/BAPIMediaLibrary/Shared%20Documents/Product%20Images/Duct_Temp_JBox_2020.png | https://bapisensors.sharepoint.com/sites/BAPIMediaLibrary/Shared%20Documents/Datasheets/Rigid_Averaging_temp_NoPrice-v17.pdf | https://bapisensors.sharepoint.com/sites/BAPIMediaLibrary/Shared%20Documents/Instructions/20904_ins_DuctAvgRigid_Passive.pdf
BA/20KRA2JB | BA/20K-RA-2'-JB | TEMP SENSOR, AVG, RIGID, 20K, 2.00' PROBE, METALLIC ENCL |  | https://bapisensors.sharepoint.com/sites/BAPIMediaLibrary/Shared%20Documents/Product%20Images/Duct_Temp_JBox_2020.png | https://bapisensors.sharepoint.com/sites/BAPIMediaLibrary/Shared%20Documents/Datasheets/Rigid_Averaging_temp_NoPrice-v17.pdf | https://bapisensors.sharepoint.com/sites/BAPIMediaLibrary/Shared%20Documents/Instructions/20904_ins_DuctAvgRigid_Passive.pdf
BA/20KRA2BB2TS | BA/20K-RA-2'-BB2-TS | TEMP SENSOR, AVG, RIGID, 20K, 2.00' PROBE, POLY ENCL |  | https://bapisensors.sharepoint.com/sites/BAPIMediaLibrary/Shared%20Documents/Product%20Images/Duct_TempTrans_BB2_2020.png | https://bapisensors.sharepoint.com/sites/BAPIMediaLibrary/Shared%20Documents/Datasheets/Rigid_Averaging_temp_NoPrice-v17.pdf | https://bapisensors.sharepoint.com/sites/BAPIMediaLibrary/Shared%20Documents/Instructions/20904_ins_DuctAvgRigid_Passive.pdf
BA/20KRA2BBTS | BA/20K-RA-2'-BB-TS | TEMP SENSOR, AVG, RIGID, 20K, 2.00' PROBE, POLY ENCL |  | https://bapisensors.sharepoint.com/sites/BAPIMediaLibrary/Shared%20Documents/Product%20Images/Duct_RigidAvgTrans_BB_2023.png | https://bapisensors.sharepoint.com/sites/BAPIMediaLibrary/Shared%20Documents/Datasheets/Rigid_Averaging_temp_NoPrice-v17.pdf | https://bapisensors.sharepoint.com/sites/BAPIMediaLibrary/Shared%20Documents/Instructions/20904_ins_DuctAvgRigid_Passive.pdf
BA20KRA2BB | BA/20K-RA-2'-BB | TEMP SENSOR, AVG, RIGID, 20K, 2.00' PROBE, POLY ENCL |  | https://bapisensors.sharepoint.com/sites/BAPIMediaLibrary/Shared%20Documents/Product%20Images/Duct_RigidAvgTrans_BB_2023.png | https://bapisensors.sharepoint.com/sites/BAPIMediaLibrary/Shared%20Documents/Datasheets/Rigid_Averaging_temp_NoPrice-v17.pdf | https://bapisensors.sharepoint.com/sites/BAPIMediaLibrary/Shared%20Documents/Instructions/20904_ins_DuctAvgRigid_Passive.pdf
BA/20K-A24-BBTS | BA/20K-A24-BBTS | TEMP SENSOR, AVG, RIGID, 20K, 24.00' PROBE, POLY ENCL |  | https://bapisensors.sharepoint.com/sites/BAPIMediaLibrary/Shared%20Documents/Product%20Images/Duct_RigidAvgTrans_BB_2023.png | https://bapisensors.sharepoint.com/sites/BAPIMediaLibrary/Shared%20Documents/Datasheets/Duct_Avg_temp_NoPrice-v17.pdf | https://bapisensors.sharepoint.com/sites/BAPIMediaLibrary/Shared%20Documents/Instructions/20903_ins_duct_avg_passive.pdf
BA/20KRA4BB2TS | BA/20K-RA-4'-BB2-TS | TEMP SENSOR, AVG, RIGID, 20K, 4.00' PROBE, POLY ENCL |  | https://bapisensors.sharepoint.com/sites/BAPIMediaLibrary/Shared%20Documents/Product%20Images/Duct_TempTrans_BB2_2020.png | https://bapisensors.sharepoint.com/sites/BAPIMediaLibrary/Shared%20Documents/Datasheets/Rigid_Averaging_temp_NoPrice-v17.pdf | https://bapisensors.sharepoint.com/sites/BAPIMediaLibrary/Shared%20Documents/Instructions/20904_ins_DuctAvgRigid_Passive.pdf
BA/3.25KRA2JB | BA/3.25K-RA-2'-JB | TEMP SENSOR, AVG, RIGID, 3.25K, 2.00' PROBE, METALLIC ENCL |  | https://bapisensors.sharepoint.com/sites/BAPIMediaLibrary/Shared%20Documents/Product%20Images/Duct_Temp_JBox_2020.png | https://bapisensors.sharepoint.com/sites/BAPIMediaLibrary/Shared%20Documents/Datasheets/Rigid_Averaging_temp_NoPrice-v17.pdf | https://bapisensors.sharepoint.com/sites/BAPIMediaLibrary/Shared%20Documents/Instructions/20904_ins_DuctAvgRigid_Passive.pdf
BA/3.25KRA3JB | BA/3.25K-RA-3'-JB | TEMP SENSOR, AVG, RIGID, 3.25K, 3.00' PROBE, METALLIC ENCL |  | https://bapisensors.sharepoint.com/sites/BAPIMediaLibrary/Shared%20Documents/Product%20Images/Duct_Temp_JBox_2020.png | https://bapisensors.sharepoint.com/sites/BAPIMediaLibrary/Shared%20Documents/Datasheets/Rigid_Averaging_temp_NoPrice-v17.pdf | https://bapisensors.sharepoint.com/sites/BAPIMediaLibrary/Shared%20Documents/Instructions/20904_ins_DuctAvgRigid_Passive.pdf
BA/3.25KRA4JB | BA/3.25K-RA-4'-JB | TEMP SENSOR, AVG, RIGID, 3.25K, 4.00' PROBE, METALLIC ENCL |  | https://bapisensors.sharepoint.com/sites/BAPIMediaLibrary/Shared%20Documents/Product%20Images/Duct_Temp_JBox_2020.png | https://bapisensors.sharepoint.com/sites/BAPIMediaLibrary/Shared%20Documents/Datasheets/Rigid_Averaging_temp_NoPrice-v17.pdf | https://bapisensors.sharepoint.com/sites/BAPIMediaLibrary/Shared%20Documents/Instructions/20904_ins_DuctAvgRigid_Passive.pdf
BA/3KRA2JB | BA/3K-RA-2'-JB | TEMP SENSOR, AVG, RIGID, 3K, 2.00' PROBE, METALLIC ENCL |  | https://bapisensors.sharepoint.com/sites/BAPIMediaLibrary/Shared%20Documents/Product%20Images/Duct_Temp_JBox_2020.png | https://bapisensors.sharepoint.com/sites/BAPIMediaLibrary/Shared%20Documents/Datasheets/Rigid_Averaging_temp_NoPrice-v17.pdf | https://bapisensors.sharepoint.com/sites/BAPIMediaLibrary/Shared%20Documents/Instructions/20904_ins_DuctAvgRigid_Passive.pdf
BA/1.8KD12JB | BA/1.8K-D-12"-JB | TEMP SENSOR, DUCT, 1.8K, 12.00" PROBE, METALLIC ENCL |  | https://bapisensors.sharepoint.com/sites/BAPIMediaLibrary/Shared%20Documents/Product%20Images/Duct_Temp_JBox_2020.png | https://bapisensors.sharepoint.com/sites/BAPIMediaLibrary/Shared%20Documents/Datasheets/DuctUnits_temp_NoPrice-v17.pdf | https://bapisensors.sharepoint.com/sites/BAPIMediaLibrary/Shared%20Documents/Instructions/20787_INS_Duct_Passive_RTD_Therm.pdf
BA/1.8KD12NB15 | BA/1.8K-D-12"-NB-15' | TEMP SENSOR, DUCT, 1.8K, 12.00" PROBE, NO ENCL |  |  | https://bapisensors.sharepoint.com/sites/BAPIMediaLibrary/Shared%20Documents/Datasheets/DuctUnits_temp_NoPrice-v17.pdf | https://bapisensors.sharepoint.com/sites/BAPIMediaLibrary/Shared%20Documents/Instructions/20787_INS_Duct_Passive_RTD_Therm.pdf
BA/1.8KD12BB | BA/1.8K-D-12"-BB | TEMP SENSOR, DUCT, 1.8K, 12.00" PROBE, POLY ENCL |  |  | https://bapisensors.sharepoint.com/sites/BAPIMediaLibrary/Shared%20Documents/Datasheets/DuctUnits_temp_NoPrice-v17.pdf | https://bapisensors.sharepoint.com/sites/BAPIMediaLibrary/Shared%20Documents/Instructions/20787_INS_Duct_Passive_RTD_Therm.pdf
BA/1.8KD12BB4 | BA/1.8K-D-12"-BB4 | TEMP SENSOR, DUCT, 1.8K, 12.00" PROBE, POLY ENCL |  |  | https://bapisensors.sharepoint.com/sites/BAPIMediaLibrary/Shared%20Documents/Datasheets/DuctUnits_temp_NoPrice-v17.pdf | https://bapisensors.sharepoint.com/sites/BAPIMediaLibrary/Shared%20Documents/Instructions/20787_INS_Duct_Passive_RTD_Therm.pdf
BA/1.8KD18JB | BA/1.8K-D-18"-JB | TEMP SENSOR, DUCT, 1.8K, 18.00" PROBE, METALLIC ENCL |  | https://bapisensors.sharepoint.com/sites/BAPIMediaLibrary/Shared%20Documents/Product%20Images/Duct_Temp_JBox_2020.png | https://bapisensors.sharepoint.com/sites/BAPIMediaLibrary/Shared%20Documents/Datasheets/DuctUnits_temp_NoPrice-v17.pdf | https://bapisensors.sharepoint.com/sites/BAPIMediaLibrary/Shared%20Documents/Instructions/20787_INS_Duct_Passive_RTD_Therm.pdf
BA/1.8KD4JB | BA/1.8K-D-4"-JB | TEMP SENSOR, DUCT, 1.8K, 4.00" PROBE, METALLIC ENCL |  | https://bapisensors.sharepoint.com/sites/BAPIMediaLibrary/Shared%20Documents/Product%20Images/Duct_Temp_JBox_2020.png | https://bapisensors.sharepoint.com/sites/BAPIMediaLibrary/Shared%20Documents/Datasheets/DuctUnits_temp_NoPrice-v17.pdf | https://bapisensors.sharepoint.com/sites/BAPIMediaLibrary/Shared%20Documents/Instructions/20787_INS_Duct_Passive_RTD_Therm.pdf
BA/1.8KD4NB10 | BA/1.8K-D-4"-NB-10' | TEMP SENSOR, DUCT, 1.8K, 4.00" PROBE, NO ENCL |  |  | https://bapisensors.sharepoint.com/sites/BAPIMediaLibrary/Shared%20Documents/Datasheets/DuctUnits_temp_NoPrice-v17.pdf | https://bapisensors.sharepoint.com/sites/BAPIMediaLibrary/Shared%20Documents/Instructions/20787_INS_Duct_Passive_RTD_Therm.pdf
BA/1.8KD4NB18 | BA/1.8K-D-4"-NB-18" | TEMP SENSOR, DUCT, 1.8K, 4.00" PROBE, NO ENCL |  |  | https://bapisensors.sharepoint.com/sites/BAPIMediaLibrary/Shared%20Documents/Datasheets/DuctUnits_temp_NoPrice-v17.pdf | https://bapisensors.sharepoint.com/sites/BAPIMediaLibrary/Shared%20Documents/Instructions/20787_INS_Duct_Passive_RTD_Therm.pdf
BA/1.8KD4NB5 | BA/1.8K-D-4"-NB-5' | TEMP SENSOR, DUCT, 1.8K, 4.00" PROBE, NO ENCL |  |  | https://bapisensors.sharepoint.com/sites/BAPIMediaLibrary/Shared%20Documents/Datasheets/DuctUnits_temp_NoPrice-v17.pdf | https://bapisensors.sharepoint.com/sites/BAPIMediaLibrary/Shared%20Documents/Instructions/20787_INS_Duct_Passive_RTD_Therm.pdf
BA/1.8KD8NB10 | BA/1.8K-D-8"-NB-10' | TEMP SENSOR, DUCT, 1.8K, 8.00" PROBE, NO ENCL |  |  | https://bapisensors.sharepoint.com/sites/BAPIMediaLibrary/Shared%20Documents/Datasheets/DuctUnits_temp_NoPrice-v17.pdf | https://bapisensors.sharepoint.com/sites/BAPIMediaLibrary/Shared%20Documents/Instructions/20787_INS_Duct_Passive_RTD_Therm.pdf
BA/1.8KD8BB4 | BA/1.8K-D-8"-BB4 | TEMP SENSOR, DUCT, 1.8K, 8.00" PROBE, POLY ENCL |  |  | https://bapisensors.sharepoint.com/sites/BAPIMediaLibrary/Shared%20Documents/Datasheets/DuctUnits_temp_NoPrice-v17.pdf | https://bapisensors.sharepoint.com/sites/BAPIMediaLibrary/Shared%20Documents/Instructions/20787_INS_Duct_Passive_RTD_Therm.pdf
BA/100-D12-JB | BA/100-D-12"-JB | TEMP SENSOR, DUCT, 100 RTD 385, 12.00" PROBE, METALLIC ENCL |  | https://bapisensors.sharepoint.com/sites/BAPIMediaLibrary/Shared%20Documents/Product%20Images/Duct_Temp_JBox_2020.png | https://bapisensors.sharepoint.com/sites/BAPIMediaLibrary/Shared%20Documents/Datasheets/DuctUnits_temp_NoPrice-v17.pdf | https://bapisensors.sharepoint.com/sites/BAPIMediaLibrary/Shared%20Documents/Instructions/20787_INS_Duct_Passive_RTD_Therm.pdf
BA/100-D12-WP | BA/100-D-12"-WP | TEMP SENSOR, DUCT, 100 RTD 385, 12.00" PROBE, METALLIC ENCL |  |  | https://bapisensors.sharepoint.com/sites/BAPIMediaLibrary/Shared%20Documents/Datasheets/DuctUnits_temp_NoPrice-v17.pdf | https://bapisensors.sharepoint.com/sites/BAPIMediaLibrary/Shared%20Documents/Instructions/20787_INS_Duct_Passive_RTD_Therm.pdf
BA/1003WD12JB | BA/100[3W]-D-12"-JB | TEMP SENSOR, DUCT, 100 RTD 385, 12.00" PROBE, METALLIC ENCL |  | https://bapisensors.sharepoint.com/sites/BAPIMediaLibrary/Shared%20Documents/Product%20Images/Duct_Temp_JBox_2020.png | https://bapisensors.sharepoint.com/sites/BAPIMediaLibrary/Shared%20Documents/Datasheets/DuctUnits_temp_NoPrice-v17.pdf | https://bapisensors.sharepoint.com/sites/BAPIMediaLibrary/Shared%20Documents/Instructions/20787_INS_Duct_Passive_RTD_Therm.pdf
BA/1003WD12WP | BA/100[3W]-D-12"-WP | TEMP SENSOR, DUCT, 100 RTD 385, 12.00" PROBE, METALLIC ENCL |  |  | https://bapisensors.sharepoint.com/sites/BAPIMediaLibrary/Shared%20Documents/Datasheets/DuctUnits_temp_NoPrice-v17.pdf | https://bapisensors.sharepoint.com/sites/BAPIMediaLibrary/Shared%20Documents/Instructions/20787_INS_Duct_Passive_RTD_Therm.pdf
BA/100-D12-NB | BA/100-D-12"-NB-18" | TEMP SENSOR, DUCT, 100 RTD 385, 12.00" PROBE, NO ENCL |  |  | https://bapisensors.sharepoint.com/sites/BAPIMediaLibrary/Shared%20Documents/Datasheets/DuctUnits_temp_NoPrice-v17.pdf | https://bapisensors.sharepoint.com/sites/BAPIMediaLibrary/Shared%20Documents/Instructions/20787_INS_Duct_Passive_RTD_Therm.pdf
BA/100D12NB10 | BA/100-D-12"-NB-10' | TEMP SENSOR, DUCT, 100 RTD 385, 12.00" PROBE, NO ENCL |  |  | https://bapisensors.sharepoint.com/sites/BAPIMediaLibrary/Shared%20Documents/Datasheets/DuctUnits_temp_NoPrice-v17.pdf | https://bapisensors.sharepoint.com/sites/BAPIMediaLibrary/Shared%20Documents/Instructions/20787_INS_Duct_Passive_RTD_Therm.pdf
BA/100D12NB15 | BA/100-D-12"-NB-15' | TEMP SENSOR, DUCT, 100 RTD 385, 12.00" PROBE, NO ENCL |  |  | https://bapisensors.sharepoint.com/sites/BAPIMediaLibrary/Shared%20Documents/Datasheets/DuctUnits_temp_NoPrice-v17.pdf | https://bapisensors.sharepoint.com/sites/BAPIMediaLibrary/Shared%20Documents/Instructions/20787_INS_Duct_Passive_RTD_Therm.pdf
BA/100D12NB18 | BA/100-D-12"-NB-18" | TEMP SENSOR, DUCT, 100 RTD 385, 12.00" PROBE, NO ENCL |  |  | https://bapisensors.sharepoint.com/sites/BAPIMediaLibrary/Shared%20Documents/Datasheets/DuctUnits_temp_NoPrice-v17.pdf | https://bapisensors.sharepoint.com/sites/BAPIMediaLibrary/Shared%20Documents/Instructions/20787_INS_Duct_Passive_RTD_Therm.pdf
BA/100D12NB5 | BA/100-D-12"-NB-5' | TEMP SENSOR, DUCT, 100 RTD 385, 12.00" PROBE, NO ENCL |  |  | https://bapisensors.sharepoint.com/sites/BAPIMediaLibrary/Shared%20Documents/Datasheets/DuctUnits_temp_NoPrice-v17.pdf | https://bapisensors.sharepoint.com/sites/BAPIMediaLibrary/Shared%20Documents/Instructions/20787_INS_Duct_Passive_RTD_Therm.pdf
BA/100-D12-BB | BA/100-D-12"-BB | TEMP SENSOR, DUCT, 100 RTD 385, 12.00" PROBE, POLY ENCL |  |  | https://bapisensors.sharepoint.com/sites/BAPIMediaLibrary/Shared%20Documents/Datasheets/DuctUnits_temp_NoPrice-v17.pdf | https://bapisensors.sharepoint.com/sites/BAPIMediaLibrary/Shared%20Documents/Instructions/20787_INS_Duct_Passive_RTD_Therm.pdf
BA/1003WD12BB | BA/100[3W]-D-12"-BB | TEMP SENSOR, DUCT, 100 RTD 385, 12.00" PROBE, POLY ENCL |  |  | https://bapisensors.sharepoint.com/sites/BAPIMediaLibrary/Shared%20Documents/Datasheets/DuctUnits_temp_NoPrice-v17.pdf | https://bapisensors.sharepoint.com/sites/BAPIMediaLibrary/Shared%20Documents/Instructions/20787_INS_Duct_Passive_RTD_Therm.pdf
BA/1003WD12BBTB | BA/100[3W]-D-12"-BB-TB | TEMP SENSOR, DUCT, 100 RTD 385, 12.00" PROBE, POLY ENCL |  |  | https://bapisensors.sharepoint.com/sites/BAPIMediaLibrary/Shared%20Documents/Datasheets/DuctUnits_temp_NoPrice-v17.pdf | https://bapisensors.sharepoint.com/sites/BAPIMediaLibrary/Shared%20Documents/Instructions/20787_INS_Duct_Passive_RTD_Therm.pdf
BA/100-D18-JB | BA/100-D-18"-JB | TEMP SENSOR, DUCT, 100 RTD 385, 18.00" PROBE, METALLIC ENCL |  | https://bapisensors.sharepoint.com/sites/BAPIMediaLibrary/Shared%20Documents/Product%20Images/Duct_Temp_JBox_2020.png | https://bapisensors.sharepoint.com/sites/BAPIMediaLibrary/Shared%20Documents/Datasheets/DuctUnits_temp_NoPrice-v17.pdf | https://bapisensors.sharepoint.com/sites/BAPIMediaLibrary/Shared%20Documents/Instructions/20787_INS_Duct_Passive_RTD_Therm.pdf
BA/100-D18-WP | BA/100-D-18"-WP | TEMP SENSOR, DUCT, 100 RTD 385, 18.00" PROBE, METALLIC ENCL |  |  | https://bapisensors.sharepoint.com/sites/BAPIMediaLibrary/Shared%20Documents/Datasheets/DuctUnits_temp_NoPrice-v17.pdf | https://bapisensors.sharepoint.com/sites/BAPIMediaLibrary/Shared%20Documents/Instructions/20787_INS_Duct_Passive_RTD_Therm.pdf
BA/1003WD18JB | BA/100[3W]-D-18"-JB | TEMP SENSOR, DUCT, 100 RTD 385, 18.00" PROBE, METALLIC ENCL |  | https://bapisensors.sharepoint.com/sites/BAPIMediaLibrary/Shared%20Documents/Product%20Images/Duct_Temp_JBox_2020.png | https://bapisensors.sharepoint.com/sites/BAPIMediaLibrary/Shared%20Documents/Datasheets/DuctUnits_temp_NoPrice-v17.pdf | https://bapisensors.sharepoint.com/sites/BAPIMediaLibrary/Shared%20Documents/Instructions/20787_INS_Duct_Passive_RTD_Therm.pdf
BA/1003WD18WP | BA/100[3W]-D-18"-WP | TEMP SENSOR, DUCT, 100 RTD 385, 18.00" PROBE, METALLIC ENCL |  |  | https://bapisensors.sharepoint.com/sites/BAPIMediaLibrary/Shared%20Documents/Datasheets/DuctUnits_temp_NoPrice-v17.pdf | https://bapisensors.sharepoint.com/sites/BAPIMediaLibrary/Shared%20Documents/Instructions/20787_INS_Duct_Passive_RTD_Therm.pdf
BA/100-D18-NB | BA/100-D-18"-NB-18" | TEMP SENSOR, DUCT, 100 RTD 385, 18.00" PROBE, NO ENCL |  |  | https://bapisensors.sharepoint.com/sites/BAPIMediaLibrary/Shared%20Documents/Datasheets/DuctUnits_temp_NoPrice-v17.pdf | https://bapisensors.sharepoint.com/sites/BAPIMediaLibrary/Shared%20Documents/Instructions/20787_INS_Duct_Passive_RTD_Therm.pdf
BA/100D18NB10 | BA/100-D-18"-NB-10' | TEMP SENSOR, DUCT, 100 RTD 385, 18.00" PROBE, NO ENCL |  |  | https://bapisensors.sharepoint.com/sites/BAPIMediaLibrary/Shared%20Documents/Datasheets/DuctUnits_temp_NoPrice-v17.pdf | https://bapisensors.sharepoint.com/sites/BAPIMediaLibrary/Shared%20Documents/Instructions/20787_INS_Duct_Passive_RTD_Therm.pdf
BA/100D18NB15 | BA/100-D-18"-NB-15' | TEMP SENSOR, DUCT, 100 RTD 385, 18.00" PROBE, NO ENCL |  |  | https://bapisensors.sharepoint.com/sites/BAPIMediaLibrary/Shared%20Documents/Datasheets/DuctUnits_temp_NoPrice-v17.pdf | https://bapisensors.sharepoint.com/sites/BAPIMediaLibrary/Shared%20Documents/Instructions/20787_INS_Duct_Passive_RTD_Therm.pdf
BA/100D18NB18 | BA/100-D-18"-NB-18" | TEMP SENSOR, DUCT, 100 RTD 385, 18.00" PROBE, NO ENCL |  |  | https://bapisensors.sharepoint.com/sites/BAPIMediaLibrary/Shared%20Documents/Datasheets/DuctUnits_temp_NoPrice-v17.pdf | https://bapisensors.sharepoint.com/sites/BAPIMediaLibrary/Shared%20Documents/Instructions/20787_INS_Duct_Passive_RTD_Therm.pdf
BA/100D18NB5 | BA/100-D-18"-NB-5' | TEMP SENSOR, DUCT, 100 RTD 385, 18.00" PROBE, NO ENCL |  |  | https://bapisensors.sharepoint.com/sites/BAPIMediaLibrary/Shared%20Documents/Datasheets/DuctUnits_temp_NoPrice-v17.pdf | https://bapisensors.sharepoint.com/sites/BAPIMediaLibrary/Shared%20Documents/Instructions/20787_INS_Duct_Passive_RTD_Therm.pdf
BA/100-D18-BB | BA/100-D-18"-BB | TEMP SENSOR, DUCT, 100 RTD 385, 18.00" PROBE, POLY ENCL |  |  | https://bapisensors.sharepoint.com/sites/BAPIMediaLibrary/Shared%20Documents/Datasheets/DuctUnits_temp_NoPrice-v17.pdf | https://bapisensors.sharepoint.com/sites/BAPIMediaLibrary/Shared%20Documents/Instructions/20787_INS_Duct_Passive_RTD_Therm.pdf
BA/1003WD18BB2 | BA/100[3W]-D-18"-BB2 | TEMP SENSOR, DUCT, 100 RTD 385, 18.00" PROBE, POLY ENCL |  | https://bapisensors.sharepoint.com/sites/BAPIMediaLibrary/Shared%20Documents/Product%20Images/Duct_TempTrans_BB2_2020.png | https://bapisensors.sharepoint.com/sites/BAPIMediaLibrary/Shared%20Documents/Datasheets/DuctUnits_temp_NoPrice-v17.pdf | https://bapisensors.sharepoint.com/sites/BAPIMediaLibrary/Shared%20Documents/Instructions/20787_INS_Duct_Passive_RTD_Therm.pdf
BA/1003WD2BB | BA/100[3W]-D-2"-BB | TEMP SENSOR, DUCT, 100 RTD 385, 2.00" PROBE, POLY ENCL |  |  | https://bapisensors.sharepoint.com/sites/BAPIMediaLibrary/Shared%20Documents/Datasheets/DuctUnits_temp_NoPrice-v17.pdf | https://bapisensors.sharepoint.com/sites/BAPIMediaLibrary/Shared%20Documents/Instructions/20787_INS_Duct_Passive_RTD_Therm.pdf
BA/100D3NB8 | BA/100-D-3"-NB-8' | TEMP SENSOR, DUCT, 100 RTD 385, 3.00" PROBE, NO ENCL |  |  | https://bapisensors.sharepoint.com/sites/BAPIMediaLibrary/Shared%20Documents/Datasheets/DuctUnits_temp_NoPrice-v17.pdf | https://bapisensors.sharepoint.com/sites/BAPIMediaLibrary/Shared%20Documents/Instructions/20787_INS_Duct_Passive_RTD_Therm.pdf
BA/100-D4-JB | BA/100-D-4"-JB | TEMP SENSOR, DUCT, 100 RTD 385, 4.00" PROBE, METALLIC ENCL |  | https://bapisensors.sharepoint.com/sites/BAPIMediaLibrary/Shared%20Documents/Product%20Images/Duct_Temp_JBox_2020.png | https://bapisensors.sharepoint.com/sites/BAPIMediaLibrary/Shared%20Documents/Datasheets/DuctUnits_temp_NoPrice-v17.pdf | https://bapisensors.sharepoint.com/sites/BAPIMediaLibrary/Shared%20Documents/Instructions/20787_INS_Duct_Passive_RTD_Therm.pdf
BA/1003WD4JB | BA/100[3W]-D-4"-JB | TEMP SENSOR, DUCT, 100 RTD 385, 4.00" PROBE, METALLIC ENCL |  | https://bapisensors.sharepoint.com/sites/BAPIMediaLibrary/Shared%20Documents/Product%20Images/Duct_Temp_JBox_2020.png | https://bapisensors.sharepoint.com/sites/BAPIMediaLibrary/Shared%20Documents/Datasheets/DuctUnits_temp_NoPrice-v17.pdf | https://bapisensors.sharepoint.com/sites/BAPIMediaLibrary/Shared%20Documents/Instructions/20787_INS_Duct_Passive_RTD_Therm.pdf
BA/100-D4-NB | BA/100-D-4"-NB-18" | TEMP SENSOR, DUCT, 100 RTD 385, 4.00" PROBE, NO ENCL |  |  | https://bapisensors.sharepoint.com/sites/BAPIMediaLibrary/Shared%20Documents/Datasheets/DuctUnits_temp_NoPrice-v17.pdf | https://bapisensors.sharepoint.com/sites/BAPIMediaLibrary/Shared%20Documents/Instructions/20787_INS_Duct_Passive_RTD_Therm.pdf
BA/1003WD4NB10 | BA/100[3W]-D-4"-NB-10' | TEMP SENSOR, DUCT, 100 RTD 385, 4.00" PROBE, NO ENCL |  |  | https://bapisensors.sharepoint.com/sites/BAPIMediaLibrary/Shared%20Documents/Datasheets/DuctUnits_temp_NoPrice-v17.pdf | https://bapisensors.sharepoint.com/sites/BAPIMediaLibrary/Shared%20Documents/Instructions/20787_INS_Duct_Passive_RTD_Therm.pdf
BA/1003WD4NB5 | BA/100[3W]-D-4"-NB-5' | TEMP SENSOR, DUCT, 100 RTD 385, 4.00" PROBE, NO ENCL |  |  | https://bapisensors.sharepoint.com/sites/BAPIMediaLibrary/Shared%20Documents/Datasheets/DuctUnits_temp_NoPrice-v17.pdf | https://bapisensors.sharepoint.com/sites/BAPIMediaLibrary/Shared%20Documents/Instructions/20787_INS_Duct_Passive_RTD_Therm.pdf
BA/100D4NB10 | BA/100-D-4"-NB-10' | TEMP SENSOR, DUCT, 100 RTD 385, 4.00" PROBE, NO ENCL |  |  | https://bapisensors.sharepoint.com/sites/BAPIMediaLibrary/Shared%20Documents/Datasheets/DuctUnits_temp_NoPrice-v17.pdf | https://bapisensors.sharepoint.com/sites/BAPIMediaLibrary/Shared%20Documents/Instructions/20787_INS_Duct_Passive_RTD_Therm.pdf
BA/100D4NB15 | BA/100-D-4"-NB-15' | TEMP SENSOR, DUCT, 100 RTD 385, 4.00" PROBE, NO ENCL |  |  | https://bapisensors.sharepoint.com/sites/BAPIMediaLibrary/Shared%20Documents/Datasheets/DuctUnits_temp_NoPrice-v17.pdf | https://bapisensors.sharepoint.com/sites/BAPIMediaLibrary/Shared%20Documents/Instructions/20787_INS_Duct_Passive_RTD_Therm.pdf
BA/100D4NB18 | BA/100-D-4"-NB-18" | TEMP SENSOR, DUCT, 100 RTD 385, 4.00" PROBE, NO ENCL |  |  | https://bapisensors.sharepoint.com/sites/BAPIMediaLibrary/Shared%20Documents/Datasheets/DuctUnits_temp_NoPrice-v17.pdf | https://bapisensors.sharepoint.com/sites/BAPIMediaLibrary/Shared%20Documents/Instructions/20787_INS_Duct_Passive_RTD_Therm.pdf
BA/100D4NB5 | BA/100-D-4"-NB-5' | TEMP SENSOR, DUCT, 100 RTD 385, 4.00" PROBE, NO ENCL |  |  | https://bapisensors.sharepoint.com/sites/BAPIMediaLibrary/Shared%20Documents/Datasheets/DuctUnits_temp_NoPrice-v17.pdf | https://bapisensors.sharepoint.com/sites/BAPIMediaLibrary/Shared%20Documents/Instructions/20787_INS_Duct_Passive_RTD_Therm.pdf
BA/100-D4-BB | BA/100-D-4"-BB | TEMP SENSOR, DUCT, 100 RTD 385, 4.00" PROBE, POLY ENCL |  |  | https://bapisensors.sharepoint.com/sites/BAPIMediaLibrary/Shared%20Documents/Datasheets/DuctUnits_temp_NoPrice-v17.pdf | https://bapisensors.sharepoint.com/sites/BAPIMediaLibrary/Shared%20Documents/Instructions/20787_INS_Duct_Passive_RTD_Therm.pdf
BA/1003WD4BB | BA/100[3W]-D-4"-BB | TEMP SENSOR, DUCT, 100 RTD 385, 4.00" PROBE, POLY ENCL |  |  | https://bapisensors.sharepoint.com/sites/BAPIMediaLibrary/Shared%20Documents/Datasheets/DuctUnits_temp_NoPrice-v17.pdf | https://bapisensors.sharepoint.com/sites/BAPIMediaLibrary/Shared%20Documents/Instructions/20787_INS_Duct_Passive_RTD_Therm.pdf
BA/1003WSD48BB2 | BA/100[3W]-SD-48"-BB2 | TEMP SENSOR, DUCT, 100 RTD 385, 48.00" PROBE, POLY ENCL |  | https://bapisensors.sharepoint.com/sites/BAPIMediaLibrary/Shared%20Documents/Product%20Images/Duct_TempTrans_BB2_2020.png | https://bapisensors.sharepoint.com/sites/BAPIMediaLibrary/Shared%20Documents/Datasheets/Submersible_Duct_NoPrice-v17.pdf | https://bapisensors.sharepoint.com/sites/BAPIMediaLibrary/Shared%20Documents/Instructions/20905_ins_SubmersibleDuct_Passive.pdf
BA/100-D8-JB | BA/100-D-8"-JB | TEMP SENSOR, DUCT, 100 RTD 385, 8.00" PROBE, METALLIC ENCL |  | https://bapisensors.sharepoint.com/sites/BAPIMediaLibrary/Shared%20Documents/Product%20Images/Duct_Temp_JBox_2020.png | https://bapisensors.sharepoint.com/sites/BAPIMediaLibrary/Shared%20Documents/Datasheets/DuctUnits_temp_NoPrice-v17.pdf | https://bapisensors.sharepoint.com/sites/BAPIMediaLibrary/Shared%20Documents/Instructions/20787_INS_Duct_Passive_RTD_Therm.pdf
BA/100-D8-WP | BA/100-D-8"-WP | TEMP SENSOR, DUCT, 100 RTD 385, 8.00" PROBE, METALLIC ENCL |  |  | https://bapisensors.sharepoint.com/sites/BAPIMediaLibrary/Shared%20Documents/Datasheets/DuctUnits_temp_NoPrice-v17.pdf | https://bapisensors.sharepoint.com/sites/BAPIMediaLibrary/Shared%20Documents/Instructions/20787_INS_Duct_Passive_RTD_Therm.pdf
BA/1003WD8JB | BA/100[3W]-D-8"-JB | TEMP SENSOR, DUCT, 100 RTD 385, 8.00" PROBE, METALLIC ENCL |  | https://bapisensors.sharepoint.com/sites/BAPIMediaLibrary/Shared%20Documents/Product%20Images/Duct_Temp_JBox_2020.png | https://bapisensors.sharepoint.com/sites/BAPIMediaLibrary/Shared%20Documents/Datasheets/DuctUnits_temp_NoPrice-v17.pdf | https://bapisensors.sharepoint.com/sites/BAPIMediaLibrary/Shared%20Documents/Instructions/20787_INS_Duct_Passive_RTD_Therm.pdf
BA/1003WD8WP | BA/100[3W]-D-8"-WP | TEMP SENSOR, DUCT, 100 RTD 385, 8.00" PROBE, METALLIC ENCL |  |  | https://bapisensors.sharepoint.com/sites/BAPIMediaLibrary/Shared%20Documents/Datasheets/DuctUnits_temp_NoPrice-v17.pdf | https://bapisensors.sharepoint.com/sites/BAPIMediaLibrary/Shared%20Documents/Instructions/20787_INS_Duct_Passive_RTD_Therm.pdf
BA/100-D8-NB | BA/100-D-8"-NB-18" | TEMP SENSOR, DUCT, 100 RTD 385, 8.00" PROBE, NO ENCL |  |  | https://bapisensors.sharepoint.com/sites/BAPIMediaLibrary/Shared%20Documents/Datasheets/DuctUnits_temp_NoPrice-v17.pdf | https://bapisensors.sharepoint.com/sites/BAPIMediaLibrary/Shared%20Documents/Instructions/20787_INS_Duct_Passive_RTD_Therm.pdf
BA/1003WD8NB10 | BA/100[3W]-D-8"-NB-10' | TEMP SENSOR, DUCT, 100 RTD 385, 8.00" PROBE, NO ENCL |  |  | https://bapisensors.sharepoint.com/sites/BAPIMediaLibrary/Shared%20Documents/Datasheets/DuctUnits_temp_NoPrice-v17.pdf | https://bapisensors.sharepoint.com/sites/BAPIMediaLibrary/Shared%20Documents/Instructions/20787_INS_Duct_Passive_RTD_Therm.pdf
BA/100D8NB10 | BA/100-D-8"-NB-10' | TEMP SENSOR, DUCT, 100 RTD 385, 8.00" PROBE, NO ENCL |  |  | https://bapisensors.sharepoint.com/sites/BAPIMediaLibrary/Shared%20Documents/Datasheets/DuctUnits_temp_NoPrice-v17.pdf | https://bapisensors.sharepoint.com/sites/BAPIMediaLibrary/Shared%20Documents/Instructions/20787_INS_Duct_Passive_RTD_Therm.pdf
BA/100D8NB15 | BA/100-D-8"-NB-15' | TEMP SENSOR, DUCT, 100 RTD 385, 8.00" PROBE, NO ENCL |  |  | https://bapisensors.sharepoint.com/sites/BAPIMediaLibrary/Shared%20Documents/Datasheets/DuctUnits_temp_NoPrice-v17.pdf | https://bapisensors.sharepoint.com/sites/BAPIMediaLibrary/Shared%20Documents/Instructions/20787_INS_Duct_Passive_RTD_Therm.pdf
BA/100D8NB18 | BA/100-D-8"-NB-18" | TEMP SENSOR, DUCT, 100 RTD 385, 8.00" PROBE, NO ENCL |  |  | https://bapisensors.sharepoint.com/sites/BAPIMediaLibrary/Shared%20Documents/Datasheets/DuctUnits_temp_NoPrice-v17.pdf | https://bapisensors.sharepoint.com/sites/BAPIMediaLibrary/Shared%20Documents/Instructions/20787_INS_Duct_Passive_RTD_Therm.pdf
BA/100D8NB5 | BA/100-D-8"-NB-5' | TEMP SENSOR, DUCT, 100 RTD 385, 8.00" PROBE, NO ENCL |  |  | https://bapisensors.sharepoint.com/sites/BAPIMediaLibrary/Shared%20Documents/Datasheets/DuctUnits_temp_NoPrice-v17.pdf | https://bapisensors.sharepoint.com/sites/BAPIMediaLibrary/Shared%20Documents/Instructions/20787_INS_Duct_Passive_RTD_Therm.pdf
BA/100-D8-BB | BA/100-D-8"-BB | TEMP SENSOR, DUCT, 100 RTD 385, 8.00" PROBE, POLY ENCL |  |  | https://bapisensors.sharepoint.com/sites/BAPIMediaLibrary/Shared%20Documents/Datasheets/DuctUnits_temp_NoPrice-v17.pdf | https://bapisensors.sharepoint.com/sites/BAPIMediaLibrary/Shared%20Documents/Instructions/20787_INS_Duct_Passive_RTD_Therm.pdf
BA/100-D8-BB2 | BA/100-D-8"-BB2 | TEMP SENSOR, DUCT, 100 RTD 385, 8.00" PROBE, POLY ENCL |  | https://bapisensors.sharepoint.com/sites/BAPIMediaLibrary/Shared%20Documents/Product%20Images/Duct_TempTrans_BB2_2020.png | https://bapisensors.sharepoint.com/sites/BAPIMediaLibrary/Shared%20Documents/Datasheets/DuctUnits_temp_NoPrice-v17.pdf | https://bapisensors.sharepoint.com/sites/BAPIMediaLibrary/Shared%20Documents/Instructions/20787_INS_Duct_Passive_RTD_Therm.pdf
BA/100-D8-BB4 | BA/100-D-8"-BB4 | TEMP SENSOR, DUCT, 100 RTD 385, 8.00" PROBE, POLY ENCL |  |  | https://bapisensors.sharepoint.com/sites/BAPIMediaLibrary/Shared%20Documents/Datasheets/DuctUnits_temp_NoPrice-v17.pdf | https://bapisensors.sharepoint.com/sites/BAPIMediaLibrary/Shared%20Documents/Instructions/20787_INS_Duct_Passive_RTD_Therm.pdf
BA/1003WD8BB | BA/100[3W]-D-8"-BB | TEMP SENSOR, DUCT, 100 RTD 385, 8.00" PROBE, POLY ENCL |  |  | https://bapisensors.sharepoint.com/sites/BAPIMediaLibrary/Shared%20Documents/Datasheets/DuctUnits_temp_NoPrice-v17.pdf | https://bapisensors.sharepoint.com/sites/BAPIMediaLibrary/Shared%20Documents/Instructions/20787_INS_Duct_Passive_RTD_Therm.pdf
BA/100KD12JB | BA/100K-D-12"-JB | TEMP SENSOR, DUCT, 100K, 12.00" PROBE, METALLIC ENCL |  | https://bapisensors.sharepoint.com/sites/BAPIMediaLibrary/Shared%20Documents/Product%20Images/Duct_Temp_JBox_2020.png | https://bapisensors.sharepoint.com/sites/BAPIMediaLibrary/Shared%20Documents/Datasheets/DuctUnits_temp_NoPrice-v17.pdf | https://bapisensors.sharepoint.com/sites/BAPIMediaLibrary/Shared%20Documents/Instructions/20787_INS_Duct_Passive_RTD_Therm.pdf
BA/100KD12NB10 | BA/100K-D-12"-NB-10' | TEMP SENSOR, DUCT, 100K, 12.00" PROBE, NO ENCL |  |  | https://bapisensors.sharepoint.com/sites/BAPIMediaLibrary/Shared%20Documents/Datasheets/DuctUnits_temp_NoPrice-v17.pdf | https://bapisensors.sharepoint.com/sites/BAPIMediaLibrary/Shared%20Documents/Instructions/20787_INS_Duct_Passive_RTD_Therm.pdf
BA/100KD12NB15 | BA/100K-D-12"-NB-15' | TEMP SENSOR, DUCT, 100K, 12.00" PROBE, NO ENCL |  |  | https://bapisensors.sharepoint.com/sites/BAPIMediaLibrary/Shared%20Documents/Datasheets/DuctUnits_temp_NoPrice-v17.pdf | https://bapisensors.sharepoint.com/sites/BAPIMediaLibrary/Shared%20Documents/Instructions/20787_INS_Duct_Passive_RTD_Therm.pdf
BA/100KD12NB18 | BA/100K-D-12"-NB-18" | TEMP SENSOR, DUCT, 100K, 12.00" PROBE, NO ENCL |  |  | https://bapisensors.sharepoint.com/sites/BAPIMediaLibrary/Shared%20Documents/Datasheets/DuctUnits_temp_NoPrice-v17.pdf | https://bapisensors.sharepoint.com/sites/BAPIMediaLibrary/Shared%20Documents/Instructions/20787_INS_Duct_Passive_RTD_Therm.pdf
BA/100KD12NB5 | BA/100K-D-12"-NB-5' | TEMP SENSOR, DUCT, 100K, 12.00" PROBE, NO ENCL |  |  | https://bapisensors.sharepoint.com/sites/BAPIMediaLibrary/Shared%20Documents/Datasheets/DuctUnits_temp_NoPrice-v17.pdf | https://bapisensors.sharepoint.com/sites/BAPIMediaLibrary/Shared%20Documents/Instructions/20787_INS_Duct_Passive_RTD_Therm.pdf
BA/100KD18JB | BA/100K-D-18"-JB | TEMP SENSOR, DUCT, 100K, 18.00" PROBE, METALLIC ENCL |  | https://bapisensors.sharepoint.com/sites/BAPIMediaLibrary/Shared%20Documents/Product%20Images/Duct_Temp_JBox_2020.png | https://bapisensors.sharepoint.com/sites/BAPIMediaLibrary/Shared%20Documents/Datasheets/DuctUnits_temp_NoPrice-v17.pdf | https://bapisensors.sharepoint.com/sites/BAPIMediaLibrary/Shared%20Documents/Instructions/20787_INS_Duct_Passive_RTD_Therm.pdf
BA/100KD18WP | BA/100K-D-18"-WP | TEMP SENSOR, DUCT, 100K, 18.00" PROBE, METALLIC ENCL |  |  | https://bapisensors.sharepoint.com/sites/BAPIMediaLibrary/Shared%20Documents/Datasheets/DuctUnits_temp_NoPrice-v17.pdf | https://bapisensors.sharepoint.com/sites/BAPIMediaLibrary/Shared%20Documents/Instructions/20787_INS_Duct_Passive_RTD_Therm.pdf
BA/100KD18NB10 | BA/100K-D-18"-NB-10' | TEMP SENSOR, DUCT, 100K, 18.00" PROBE, NO ENCL |  |  | https://bapisensors.sharepoint.com/sites/BAPIMediaLibrary/Shared%20Documents/Datasheets/DuctUnits_temp_NoPrice-v17.pdf | https://bapisensors.sharepoint.com/sites/BAPIMediaLibrary/Shared%20Documents/Instructions/20787_INS_Duct_Passive_RTD_Therm.pdf
BA/100KD18NB15 | BA/100K-D-18"-NB-15' | TEMP SENSOR, DUCT, 100K, 18.00" PROBE, NO ENCL |  |  | https://bapisensors.sharepoint.com/sites/BAPIMediaLibrary/Shared%20Documents/Datasheets/DuctUnits_temp_NoPrice-v17.pdf | https://bapisensors.sharepoint.com/sites/BAPIMediaLibrary/Shared%20Documents/Instructions/20787_INS_Duct_Passive_RTD_Therm.pdf
BA/100KD18NB18 | BA/100K-D-18"-NB-18" | TEMP SENSOR, DUCT, 100K, 18.00" PROBE, NO ENCL |  |  | https://bapisensors.sharepoint.com/sites/BAPIMediaLibrary/Shared%20Documents/Datasheets/DuctUnits_temp_NoPrice-v17.pdf | https://bapisensors.sharepoint.com/sites/BAPIMediaLibrary/Shared%20Documents/Instructions/20787_INS_Duct_Passive_RTD_Therm.pdf
BA/100KD18NB5 | BA/100K-D-18"-NB-5' | TEMP SENSOR, DUCT, 100K, 18.00" PROBE, NO ENCL |  |  | https://bapisensors.sharepoint.com/sites/BAPIMediaLibrary/Shared%20Documents/Datasheets/DuctUnits_temp_NoPrice-v17.pdf | https://bapisensors.sharepoint.com/sites/BAPIMediaLibrary/Shared%20Documents/Instructions/20787_INS_Duct_Passive_RTD_Therm.pdf
BA/100KD18BB | BA/100K-D-18"-BB | TEMP SENSOR, DUCT, 100K, 18.00" PROBE, POLY ENCL |  |  | https://bapisensors.sharepoint.com/sites/BAPIMediaLibrary/Shared%20Documents/Datasheets/DuctUnits_temp_NoPrice-v17.pdf | https://bapisensors.sharepoint.com/sites/BAPIMediaLibrary/Shared%20Documents/Instructions/20787_INS_Duct_Passive_RTD_Therm.pdf
BA/100KD2BB2TS | BA/100K-D-2"-BB2-TS | TEMP SENSOR, DUCT, 100K, 2.00" PROBE, POLY ENCL |  | https://bapisensors.sharepoint.com/sites/BAPIMediaLibrary/Shared%20Documents/Product%20Images/Duct_TempTrans_BB2_2020.png | https://bapisensors.sharepoint.com/sites/BAPIMediaLibrary/Shared%20Documents/Datasheets/DuctUnits_temp_NoPrice-v17.pdf | https://bapisensors.sharepoint.com/sites/BAPIMediaLibrary/Shared%20Documents/Instructions/20787_INS_Duct_Passive_RTD_Therm.pdf
BA/100K-D-4 | BA/100K-D-4"-JB | TEMP SENSOR, DUCT, 100K, 4.00" PROBE, NO ENCL |  | https://bapisensors.sharepoint.com/sites/BAPIMediaLibrary/Shared%20Documents/Product%20Images/Duct_Temp_JBox_2020.png | https://bapisensors.sharepoint.com/sites/BAPIMediaLibrary/Shared%20Documents/Datasheets/DuctUnits_temp_NoPrice-v17.pdf | https://bapisensors.sharepoint.com/sites/BAPIMediaLibrary/Shared%20Documents/Instructions/20787_INS_Duct_Passive_RTD_Therm.pdf
BA/100KD4NB15 | BA/100K-D-4"-NB-15' | TEMP SENSOR, DUCT, 100K, 4.00" PROBE, NO ENCL |  |  | https://bapisensors.sharepoint.com/sites/BAPIMediaLibrary/Shared%20Documents/Datasheets/DuctUnits_temp_NoPrice-v17.pdf | https://bapisensors.sharepoint.com/sites/BAPIMediaLibrary/Shared%20Documents/Instructions/20787_INS_Duct_Passive_RTD_Therm.pdf
BA/100KD4NB18 | BA/100K-D-4"-NB-18" | TEMP SENSOR, DUCT, 100K, 4.00" PROBE, NO ENCL |  |  | https://bapisensors.sharepoint.com/sites/BAPIMediaLibrary/Shared%20Documents/Datasheets/DuctUnits_temp_NoPrice-v17.pdf | https://bapisensors.sharepoint.com/sites/BAPIMediaLibrary/Shared%20Documents/Instructions/20787_INS_Duct_Passive_RTD_Therm.pdf
BA/100KD4NB5 | BA/100K-D-4"-NB-5' | TEMP SENSOR, DUCT, 100K, 4.00" PROBE, NO ENCL |  |  | https://bapisensors.sharepoint.com/sites/BAPIMediaLibrary/Shared%20Documents/Datasheets/DuctUnits_temp_NoPrice-v17.pdf | https://bapisensors.sharepoint.com/sites/BAPIMediaLibrary/Shared%20Documents/Instructions/20787_INS_Duct_Passive_RTD_Therm.pdf
BA/100KD4BB2TS | BA/100K-D-4"-BB2-TS | TEMP SENSOR, DUCT, 100K, 4.00" PROBE, POLY ENCL |  | https://bapisensors.sharepoint.com/sites/BAPIMediaLibrary/Shared%20Documents/Product%20Images/Duct_TempTrans_BB2_2020.png | https://bapisensors.sharepoint.com/sites/BAPIMediaLibrary/Shared%20Documents/Datasheets/DuctUnits_temp_NoPrice-v17.pdf | https://bapisensors.sharepoint.com/sites/BAPIMediaLibrary/Shared%20Documents/Instructions/20787_INS_Duct_Passive_RTD_Therm.pdf
BA/100KD8BB | BA/100K-D-8"-BB | TEMP SENSOR, DUCT, 100K, 4.00" PROBE, POLY ENCL |  |  | https://bapisensors.sharepoint.com/sites/BAPIMediaLibrary/Shared%20Documents/Datasheets/DuctUnits_temp_NoPrice-v17.pdf | https://bapisensors.sharepoint.com/sites/BAPIMediaLibrary/Shared%20Documents/Instructions/20787_INS_Duct_Passive_RTD_Therm.pdf
BA/100K-D-8 | BA/100K-D-8"-JB | TEMP SENSOR, DUCT, 100K, 8.00" PROBE, NO ENCL |  | https://bapisensors.sharepoint.com/sites/BAPIMediaLibrary/Shared%20Documents/Product%20Images/Duct_Temp_JBox_2020.png | https://bapisensors.sharepoint.com/sites/BAPIMediaLibrary/Shared%20Documents/Datasheets/DuctUnits_temp_NoPrice-v17.pdf | https://bapisensors.sharepoint.com/sites/BAPIMediaLibrary/Shared%20Documents/Instructions/20787_INS_Duct_Passive_RTD_Therm.pdf
BA/100KD8NB10 | BA/100K-D-8"-NB-10' | TEMP SENSOR, DUCT, 100K, 8.00" PROBE, NO ENCL |  |  | https://bapisensors.sharepoint.com/sites/BAPIMediaLibrary/Shared%20Documents/Datasheets/DuctUnits_temp_NoPrice-v17.pdf | https://bapisensors.sharepoint.com/sites/BAPIMediaLibrary/Shared%20Documents/Instructions/20787_INS_Duct_Passive_RTD_Therm.pdf
BA/100KD8NB15 | BA/100K-D-8"-NB-15' | TEMP SENSOR, DUCT, 100K, 8.00" PROBE, NO ENCL |  |  | https://bapisensors.sharepoint.com/sites/BAPIMediaLibrary/Shared%20Documents/Datasheets/DuctUnits_temp_NoPrice-v17.pdf | https://bapisensors.sharepoint.com/sites/BAPIMediaLibrary/Shared%20Documents/Instructions/20787_INS_Duct_Passive_RTD_Therm.pdf
BA/100KD8NB18 | BA/100K-D-8"-NB-18" | TEMP SENSOR, DUCT, 100K, 8.00" PROBE, NO ENCL |  |  | https://bapisensors.sharepoint.com/sites/BAPIMediaLibrary/Shared%20Documents/Datasheets/DuctUnits_temp_NoPrice-v17.pdf | https://bapisensors.sharepoint.com/sites/BAPIMediaLibrary/Shared%20Documents/Instructions/20787_INS_Duct_Passive_RTD_Therm.pdf
BA/100KD8NB5 | BA/100K-D-8"-NB-5' | TEMP SENSOR, DUCT, 100K, 8.00" PROBE, NO ENCL |  |  | https://bapisensors.sharepoint.com/sites/BAPIMediaLibrary/Shared%20Documents/Datasheets/DuctUnits_temp_NoPrice-v17.pdf | https://bapisensors.sharepoint.com/sites/BAPIMediaLibrary/Shared%20Documents/Instructions/20787_INS_Duct_Passive_RTD_Therm.pdf
BA/10K2D10JB | BA/10K-2-D-10"-JB | TEMP SENSOR, DUCT, 10K TYPE II, 10.00" PROBE, METALLIC ENCL |  | https://bapisensors.sharepoint.com/sites/BAPIMediaLibrary/Shared%20Documents/Product%20Images/Duct_Temp_JBox_2020.png | https://bapisensors.sharepoint.com/sites/BAPIMediaLibrary/Shared%20Documents/Datasheets/DuctUnits_temp_NoPrice-v17.pdf | https://bapisensors.sharepoint.com/sites/BAPIMediaLibrary/Shared%20Documents/Instructions/20787_INS_Duct_Passive_RTD_Therm.pdf
BA/10K2-D12-JB | BA/10K2-D-12"-JB | TEMP SENSOR, DUCT, 10K TYPE II, 12.00" PROBE, METALLIC ENCL |  | https://bapisensors.sharepoint.com/sites/BAPIMediaLibrary/Shared%20Documents/Product%20Images/Duct_Temp_JBox_2020.png | https://bapisensors.sharepoint.com/sites/BAPIMediaLibrary/Shared%20Documents/Datasheets/DuctUnits_temp_NoPrice-v17.pdf | https://bapisensors.sharepoint.com/sites/BAPIMediaLibrary/Shared%20Documents/Instructions/20787_INS_Duct_Passive_RTD_Therm.pdf
BA/10K2-D12-WP | BA/10K2-D-12"-WP | TEMP SENSOR, DUCT, 10K TYPE II, 12.00" PROBE, METALLIC ENCL |  |  | https://bapisensors.sharepoint.com/sites/BAPIMediaLibrary/Shared%20Documents/Datasheets/DuctUnits_temp_NoPrice-v17.pdf | https://bapisensors.sharepoint.com/sites/BAPIMediaLibrary/Shared%20Documents/Instructions/20787_INS_Duct_Passive_RTD_Therm.pdf
BA/10K2SD12JB | BA/10K-2-SD-12"-JB | TEMP SENSOR, DUCT, 10K TYPE II, 12.00" PROBE, METALLIC ENCL |  | https://bapisensors.sharepoint.com/sites/BAPIMediaLibrary/Shared%20Documents/Product%20Images/Duct_Temp_JBox_2020.png | https://bapisensors.sharepoint.com/sites/BAPIMediaLibrary/Shared%20Documents/Datasheets/Submersible_Duct_NoPrice-v17.pdf | https://bapisensors.sharepoint.com/sites/BAPIMediaLibrary/Shared%20Documents/Instructions/20905_ins_SubmersibleDuct_Passive.pdf
BA/10K2SD12WP | BA/10K-2-SD-12"-WP | TEMP SENSOR, DUCT, 10K TYPE II, 12.00" PROBE, METALLIC ENCL |  |  | https://bapisensors.sharepoint.com/sites/BAPIMediaLibrary/Shared%20Documents/Datasheets/Submersible_Duct_NoPrice-v17.pdf | https://bapisensors.sharepoint.com/sites/BAPIMediaLibrary/Shared%20Documents/Instructions/20905_ins_SubmersibleDuct_Passive.pdf
BA/10K2XPD12WP | BA/10K-2[XP]-D-12"-WP | TEMP SENSOR, DUCT, 10K TYPE II, 12.00" PROBE, METALLIC ENCL |  |  | https://bapisensors.sharepoint.com/sites/BAPIMediaLibrary/Shared%20Documents/Datasheets/DuctUnits_temp_NoPrice-v17.pdf | https://bapisensors.sharepoint.com/sites/BAPIMediaLibrary/Shared%20Documents/Instructions/20787_INS_Duct_Passive_RTD_Therm.pdf
BA/10K2-D12-NB | BA/10K2-D-12"-NB-18" | TEMP SENSOR, DUCT, 10K TYPE II, 12.00" PROBE, NO ENCL |  |  | https://bapisensors.sharepoint.com/sites/BAPIMediaLibrary/Shared%20Documents/Datasheets/DuctUnits_temp_NoPrice-v17.pdf | https://bapisensors.sharepoint.com/sites/BAPIMediaLibrary/Shared%20Documents/Instructions/20787_INS_Duct_Passive_RTD_Therm.pdf
BA/10K2D12NB10 | BA/10K-2-D-12"-NB-10' | TEMP SENSOR, DUCT, 10K TYPE II, 12.00" PROBE, NO ENCL |  |  | https://bapisensors.sharepoint.com/sites/BAPIMediaLibrary/Shared%20Documents/Datasheets/DuctUnits_temp_NoPrice-v17.pdf | https://bapisensors.sharepoint.com/sites/BAPIMediaLibrary/Shared%20Documents/Instructions/20787_INS_Duct_Passive_RTD_Therm.pdf
BA/10K2D12NB12 | BA/10K-2-D-12"-NB-12" | TEMP SENSOR, DUCT, 10K TYPE II, 12.00" PROBE, NO ENCL |  |  | https://bapisensors.sharepoint.com/sites/BAPIMediaLibrary/Shared%20Documents/Datasheets/DuctUnits_temp_NoPrice-v17.pdf | https://bapisensors.sharepoint.com/sites/BAPIMediaLibrary/Shared%20Documents/Instructions/20787_INS_Duct_Passive_RTD_Therm.pdf
BA/10K2D12NB15 | BA/10K-2-D-12"-NB-15' | TEMP SENSOR, DUCT, 10K TYPE II, 12.00" PROBE, NO ENCL |  |  | https://bapisensors.sharepoint.com/sites/BAPIMediaLibrary/Shared%20Documents/Datasheets/DuctUnits_temp_NoPrice-v17.pdf | https://bapisensors.sharepoint.com/sites/BAPIMediaLibrary/Shared%20Documents/Instructions/20787_INS_Duct_Passive_RTD_Therm.pdf
BA/10K2D12NB18 | BA/10K-2-D-12"-NB-18" | TEMP SENSOR, DUCT, 10K TYPE II, 12.00" PROBE, NO ENCL |  |  | https://bapisensors.sharepoint.com/sites/BAPIMediaLibrary/Shared%20Documents/Datasheets/DuctUnits_temp_NoPrice-v17.pdf | https://bapisensors.sharepoint.com/sites/BAPIMediaLibrary/Shared%20Documents/Instructions/20787_INS_Duct_Passive_RTD_Therm.pdf
BA/10K2D12NB40 | BA/10K-2-D-12"-NB-40' | TEMP SENSOR, DUCT, 10K TYPE II, 12.00" PROBE, NO ENCL |  |  | https://bapisensors.sharepoint.com/sites/BAPIMediaLibrary/Shared%20Documents/Datasheets/DuctUnits_temp_NoPrice-v17.pdf | https://bapisensors.sharepoint.com/sites/BAPIMediaLibrary/Shared%20Documents/Instructions/20787_INS_Duct_Passive_RTD_Therm.pdf
BA/10K2D12NB5 | BA/10K2D12NB5' | TEMP SENSOR, DUCT, 10K TYPE II, 12.00" PROBE, NO ENCL |  |  | https://bapisensors.sharepoint.com/sites/BAPIMediaLibrary/Shared%20Documents/Datasheets/DuctUnits_temp_NoPrice-v17.pdf | https://bapisensors.sharepoint.com/sites/BAPIMediaLibrary/Shared%20Documents/Instructions/20787_INS_Duct_Passive_RTD_Therm.pdf
BA/10K2SD12NB | BA/10K-2-SD-12"-NB | TEMP SENSOR, DUCT, 10K TYPE II, 12.00" PROBE, NO ENCL |  |  | https://bapisensors.sharepoint.com/sites/BAPIMediaLibrary/Shared%20Documents/Datasheets/Submersible_Duct_NoPrice-v17.pdf | https://bapisensors.sharepoint.com/sites/BAPIMediaLibrary/Shared%20Documents/Instructions/20905_ins_SubmersibleDuct_Passive.pdf
BA/10K2-D12-BB | BA/10K2-D-12"-BB | TEMP SENSOR, DUCT, 10K TYPE II, 12.00" PROBE, POLY ENCL |  |  | https://bapisensors.sharepoint.com/sites/BAPIMediaLibrary/Shared%20Documents/Datasheets/DuctUnits_temp_NoPrice-v17.pdf | https://bapisensors.sharepoint.com/sites/BAPIMediaLibrary/Shared%20Documents/Instructions/20787_INS_Duct_Passive_RTD_Therm.pdf
BA/10K2-D12-BB2 | BA/10K2-D-12"-BB2 | TEMP SENSOR, DUCT, 10K TYPE II, 12.00" PROBE, POLY ENCL |  | https://bapisensors.sharepoint.com/sites/BAPIMediaLibrary/Shared%20Documents/Product%20Images/Duct_TempTrans_BB2_2020.png | https://bapisensors.sharepoint.com/sites/BAPIMediaLibrary/Shared%20Documents/Datasheets/DuctUnits_temp_NoPrice-v17.pdf | https://bapisensors.sharepoint.com/sites/BAPIMediaLibrary/Shared%20Documents/Instructions/20787_INS_Duct_Passive_RTD_Therm.pdf
BA/10K2-D12-BB4 | BA/10K2-D-12"-BB4 | TEMP SENSOR, DUCT, 10K TYPE II, 12.00" PROBE, POLY ENCL |  |  | https://bapisensors.sharepoint.com/sites/BAPIMediaLibrary/Shared%20Documents/Datasheets/DuctUnits_temp_NoPrice-v17.pdf | https://bapisensors.sharepoint.com/sites/BAPIMediaLibrary/Shared%20Documents/Instructions/20787_INS_Duct_Passive_RTD_Therm.pdf
BA/10K2D12BB2TS | BA/10K-2-D-12"-BB2-TS | TEMP SENSOR, DUCT, 10K TYPE II, 12.00" PROBE, POLY ENCL |  | https://bapisensors.sharepoint.com/sites/BAPIMediaLibrary/Shared%20Documents/Product%20Images/Duct_TempTrans_BB2_2020.png | https://bapisensors.sharepoint.com/sites/BAPIMediaLibrary/Shared%20Documents/Datasheets/DuctUnits_temp_NoPrice-v17.pdf | https://bapisensors.sharepoint.com/sites/BAPIMediaLibrary/Shared%20Documents/Instructions/20787_INS_Duct_Passive_RTD_Therm.pdf
BA/10K2D12BBTB | BA/10K-2-D-12"-BB-TB | TEMP SENSOR, DUCT, 10K TYPE II, 12.00" PROBE, POLY ENCL |  |  | https://bapisensors.sharepoint.com/sites/BAPIMediaLibrary/Shared%20Documents/Datasheets/DuctUnits_temp_NoPrice-v17.pdf | https://bapisensors.sharepoint.com/sites/BAPIMediaLibrary/Shared%20Documents/Instructions/20787_INS_Duct_Passive_RTD_Therm.pdf
BA/10K2D12BBTS | BA/10K-2-D-12"-BB-TS | TEMP SENSOR, DUCT, 10K TYPE II, 12.00" PROBE, POLY ENCL |  |  | https://bapisensors.sharepoint.com/sites/BAPIMediaLibrary/Shared%20Documents/Datasheets/DuctUnits_temp_NoPrice-v17.pdf | https://bapisensors.sharepoint.com/sites/BAPIMediaLibrary/Shared%20Documents/Instructions/20787_INS_Duct_Passive_RTD_Therm.pdf
BA/10K2SD12BB | BA/10K-2-SD-12"-BB | TEMP SENSOR, DUCT, 10K TYPE II, 12.00" PROBE, POLY ENCL |  |  | https://bapisensors.sharepoint.com/sites/BAPIMediaLibrary/Shared%20Documents/Datasheets/Submersible_Duct_NoPrice-v17.pdf | https://bapisensors.sharepoint.com/sites/BAPIMediaLibrary/Shared%20Documents/Instructions/20905_ins_SubmersibleDuct_Passive.pdf
BA/10K2SD12BB4 | BA/10K-2-SD-12"-BB4 | TEMP SENSOR, DUCT, 10K TYPE II, 12.00" PROBE, POLY ENCL |  |  | https://bapisensors.sharepoint.com/sites/BAPIMediaLibrary/Shared%20Documents/Datasheets/Submersible_Duct_NoPrice-v17.pdf | https://bapisensors.sharepoint.com/sites/BAPIMediaLibrary/Shared%20Documents/Instructions/20905_ins_SubmersibleDuct_Passive.pdf
BA/10K2XPD12BB | BA/10K-2[XP]-D-12"-BB | TEMP SENSOR, DUCT, 10K TYPE II, 12.00" PROBE, POLY ENCL |  |  | https://bapisensors.sharepoint.com/sites/BAPIMediaLibrary/Shared%20Documents/Datasheets/DuctUnits_temp_NoPrice-v17.pdf | https://bapisensors.sharepoint.com/sites/BAPIMediaLibrary/Shared%20Documents/Instructions/20787_INS_Duct_Passive_RTD_Therm.pdf
BA/10K2XPD12BB4 | BA/10K-2[XP]-D-12"-BB4 | TEMP SENSOR, DUCT, 10K TYPE II, 12.00" PROBE, POLY ENCL |  |  | https://bapisensors.sharepoint.com/sites/BAPIMediaLibrary/Shared%20Documents/Datasheets/DuctUnits_temp_NoPrice-v17.pdf | https://bapisensors.sharepoint.com/sites/BAPIMediaLibrary/Shared%20Documents/Instructions/20787_INS_Duct_Passive_RTD_Therm.pdf
BA/10K2-D18-JB | BA/10K2-D-18"-JB | TEMP SENSOR, DUCT, 10K TYPE II, 18.00" PROBE, METALLIC ENCL |  | https://bapisensors.sharepoint.com/sites/BAPIMediaLibrary/Shared%20Documents/Product%20Images/Duct_Temp_JBox_2020.png | https://bapisensors.sharepoint.com/sites/BAPIMediaLibrary/Shared%20Documents/Datasheets/DuctUnits_temp_NoPrice-v17.pdf | https://bapisensors.sharepoint.com/sites/BAPIMediaLibrary/Shared%20Documents/Instructions/20787_INS_Duct_Passive_RTD_Therm.pdf
BA/10K2-D18-WP | BA/10K2-D-18"-WP | TEMP SENSOR, DUCT, 10K TYPE II, 18.00" PROBE, METALLIC ENCL |  |  | https://bapisensors.sharepoint.com/sites/BAPIMediaLibrary/Shared%20Documents/Datasheets/DuctUnits_temp_NoPrice-v17.pdf | https://bapisensors.sharepoint.com/sites/BAPIMediaLibrary/Shared%20Documents/Instructions/20787_INS_Duct_Passive_RTD_Therm.pdf
BA/10K2SD18WP | BA/10K-2-SD-18"-WP | TEMP SENSOR, DUCT, 10K TYPE II, 18.00" PROBE, METALLIC ENCL |  |  | https://bapisensors.sharepoint.com/sites/BAPIMediaLibrary/Shared%20Documents/Datasheets/Submersible_Duct_NoPrice-v17.pdf | https://bapisensors.sharepoint.com/sites/BAPIMediaLibrary/Shared%20Documents/Instructions/20905_ins_SubmersibleDuct_Passive.pdf
BA/10K2XPD18JB | BA/10K-2[XP]-D-18"-JB | TEMP SENSOR, DUCT, 10K TYPE II, 18.00" PROBE, METALLIC ENCL |  | https://bapisensors.sharepoint.com/sites/BAPIMediaLibrary/Shared%20Documents/Product%20Images/Duct_Temp_JBox_2020.png | https://bapisensors.sharepoint.com/sites/BAPIMediaLibrary/Shared%20Documents/Datasheets/DuctUnits_temp_NoPrice-v17.pdf | https://bapisensors.sharepoint.com/sites/BAPIMediaLibrary/Shared%20Documents/Instructions/20787_INS_Duct_Passive_RTD_Therm.pdf
BA/10K2XPD18WP | BA/10K-2[XP]-D-18"-WP | TEMP SENSOR, DUCT, 10K TYPE II, 18.00" PROBE, METALLIC ENCL |  |  | https://bapisensors.sharepoint.com/sites/BAPIMediaLibrary/Shared%20Documents/Datasheets/DuctUnits_temp_NoPrice-v17.pdf | https://bapisensors.sharepoint.com/sites/BAPIMediaLibrary/Shared%20Documents/Instructions/20787_INS_Duct_Passive_RTD_Therm.pdf
BA/10K-2-D18NB5 | BA/10K-2-D-18"-NB-5' | TEMP SENSOR, DUCT, 10K TYPE II, 18.00" PROBE, NO ENCL |  |  | https://bapisensors.sharepoint.com/sites/BAPIMediaLibrary/Shared%20Documents/Datasheets/DuctUnits_temp_NoPrice-v17.pdf | https://bapisensors.sharepoint.com/sites/BAPIMediaLibrary/Shared%20Documents/Instructions/20787_INS_Duct_Passive_RTD_Therm.pdf
BA/10K2-D18-NB | BA/10K2-D-18"-NB-18" | TEMP SENSOR, DUCT, 10K TYPE II, 18.00" PROBE, NO ENCL |  |  | https://bapisensors.sharepoint.com/sites/BAPIMediaLibrary/Shared%20Documents/Datasheets/DuctUnits_temp_NoPrice-v17.pdf | https://bapisensors.sharepoint.com/sites/BAPIMediaLibrary/Shared%20Documents/Instructions/20787_INS_Duct_Passive_RTD_Therm.pdf
BA/10K2D18NB10 | BA/10K-2-D-18"-NB-10' | TEMP SENSOR, DUCT, 10K TYPE II, 18.00" PROBE, NO ENCL |  |  | https://bapisensors.sharepoint.com/sites/BAPIMediaLibrary/Shared%20Documents/Datasheets/DuctUnits_temp_NoPrice-v17.pdf | https://bapisensors.sharepoint.com/sites/BAPIMediaLibrary/Shared%20Documents/Instructions/20787_INS_Duct_Passive_RTD_Therm.pdf
BA/10K2D18NB15 | BA/10K-2-D-18"-NB-15' | TEMP SENSOR, DUCT, 10K TYPE II, 18.00" PROBE, NO ENCL |  |  | https://bapisensors.sharepoint.com/sites/BAPIMediaLibrary/Shared%20Documents/Datasheets/DuctUnits_temp_NoPrice-v17.pdf | https://bapisensors.sharepoint.com/sites/BAPIMediaLibrary/Shared%20Documents/Instructions/20787_INS_Duct_Passive_RTD_Therm.pdf
BA/10K2SD18 | BA/10K-2-SD-18"-JB | TEMP SENSOR, DUCT, 10K TYPE II, 18.00" PROBE, NO ENCL |  | https://bapisensors.sharepoint.com/sites/BAPIMediaLibrary/Shared%20Documents/Product%20Images/Duct_Temp_JBox_2020.png | https://bapisensors.sharepoint.com/sites/BAPIMediaLibrary/Shared%20Documents/Datasheets/Submersible_Duct_NoPrice-v17.pdf | https://bapisensors.sharepoint.com/sites/BAPIMediaLibrary/Shared%20Documents/Instructions/20905_ins_SubmersibleDuct_Passive.pdf
BA/10K2-D18-BB | BA/10K2-D-18"-BB | TEMP SENSOR, DUCT, 10K TYPE II, 18.00" PROBE, POLY ENCL |  |  | https://bapisensors.sharepoint.com/sites/BAPIMediaLibrary/Shared%20Documents/Datasheets/DuctUnits_temp_NoPrice-v17.pdf | https://bapisensors.sharepoint.com/sites/BAPIMediaLibrary/Shared%20Documents/Instructions/20787_INS_Duct_Passive_RTD_Therm.pdf
BA/10K2-D18-BB2 | BA/10K2-D-18"-BB2 | TEMP SENSOR, DUCT, 10K TYPE II, 18.00" PROBE, POLY ENCL |  | https://bapisensors.sharepoint.com/sites/BAPIMediaLibrary/Shared%20Documents/Product%20Images/Duct_TempTrans_BB2_2020.png | https://bapisensors.sharepoint.com/sites/BAPIMediaLibrary/Shared%20Documents/Datasheets/DuctUnits_temp_NoPrice-v17.pdf | https://bapisensors.sharepoint.com/sites/BAPIMediaLibrary/Shared%20Documents/Instructions/20787_INS_Duct_Passive_RTD_Therm.pdf
BA/10K2-D18-BB4 | BA/10K2-D-18"-BB4 | TEMP SENSOR, DUCT, 10K TYPE II, 18.00" PROBE, POLY ENCL |  |  | https://bapisensors.sharepoint.com/sites/BAPIMediaLibrary/Shared%20Documents/Datasheets/DuctUnits_temp_NoPrice-v17.pdf | https://bapisensors.sharepoint.com/sites/BAPIMediaLibrary/Shared%20Documents/Instructions/20787_INS_Duct_Passive_RTD_Therm.pdf
BA/10K2D18BB2TB | BA/10K-2-D-18"-BB2-TB | TEMP SENSOR, DUCT, 10K TYPE II, 18.00" PROBE, POLY ENCL |  | https://bapisensors.sharepoint.com/sites/BAPIMediaLibrary/Shared%20Documents/Product%20Images/Duct_TempTrans_BB2_2020.png | https://bapisensors.sharepoint.com/sites/BAPIMediaLibrary/Shared%20Documents/Datasheets/DuctUnits_temp_NoPrice-v17.pdf | https://bapisensors.sharepoint.com/sites/BAPIMediaLibrary/Shared%20Documents/Instructions/20787_INS_Duct_Passive_RTD_Therm.pdf
BA/10K2D18BB2TS | BA/10K-2-D-18"-BB2-TS | TEMP SENSOR, DUCT, 10K TYPE II, 18.00" PROBE, POLY ENCL |  | https://bapisensors.sharepoint.com/sites/BAPIMediaLibrary/Shared%20Documents/Product%20Images/Duct_TempTrans_BB2_2020.png | https://bapisensors.sharepoint.com/sites/BAPIMediaLibrary/Shared%20Documents/Datasheets/DuctUnits_temp_NoPrice-v17.pdf | https://bapisensors.sharepoint.com/sites/BAPIMediaLibrary/Shared%20Documents/Instructions/20787_INS_Duct_Passive_RTD_Therm.pdf
BA/10K2XPD18BB | BA/10K-2[XP]-D-18"-BB | TEMP SENSOR, DUCT, 10K TYPE II, 18.00" PROBE, POLY ENCL |  |  | https://bapisensors.sharepoint.com/sites/BAPIMediaLibrary/Shared%20Documents/Datasheets/DuctUnits_temp_NoPrice-v17.pdf | https://bapisensors.sharepoint.com/sites/BAPIMediaLibrary/Shared%20Documents/Instructions/20787_INS_Duct_Passive_RTD_Therm.pdf
BA/10K2D2JB | BA/10K-2-D-2"-JB | TEMP SENSOR, DUCT, 10K TYPE II, 2.00" PROBE, METALLIC ENCL |  | https://bapisensors.sharepoint.com/sites/BAPIMediaLibrary/Shared%20Documents/Product%20Images/Duct_Temp_JBox_2020.png | https://bapisensors.sharepoint.com/sites/BAPIMediaLibrary/Shared%20Documents/Datasheets/DuctUnits_temp_NoPrice-v17.pdf | https://bapisensors.sharepoint.com/sites/BAPIMediaLibrary/Shared%20Documents/Instructions/20787_INS_Duct_Passive_RTD_Therm.pdf
BA/10K2D2WP | BA/10K-2-D-2"-WP | TEMP SENSOR, DUCT, 10K TYPE II, 2.00" PROBE, METALLIC ENCL |  |  | https://bapisensors.sharepoint.com/sites/BAPIMediaLibrary/Shared%20Documents/Datasheets/DuctUnits_temp_NoPrice-v17.pdf | https://bapisensors.sharepoint.com/sites/BAPIMediaLibrary/Shared%20Documents/Instructions/20787_INS_Duct_Passive_RTD_Therm.pdf
BA/10K2D2NB10 | BA/10K-2-D-2"-NB-10' | TEMP SENSOR, DUCT, 10K TYPE II, 2.00" PROBE, NO ENCL |  |  | https://bapisensors.sharepoint.com/sites/BAPIMediaLibrary/Shared%20Documents/Datasheets/DuctUnits_temp_NoPrice-v17.pdf | https://bapisensors.sharepoint.com/sites/BAPIMediaLibrary/Shared%20Documents/Instructions/20787_INS_Duct_Passive_RTD_Therm.pdf
BA/10K2D2NB15 | BA/10K-2-D-2"-NB-15' | TEMP SENSOR, DUCT, 10K TYPE II, 2.00" PROBE, NO ENCL |  |  | https://bapisensors.sharepoint.com/sites/BAPIMediaLibrary/Shared%20Documents/Datasheets/DuctUnits_temp_NoPrice-v17.pdf | https://bapisensors.sharepoint.com/sites/BAPIMediaLibrary/Shared%20Documents/Instructions/20787_INS_Duct_Passive_RTD_Therm.pdf
BA/10K2D2NB18 | BA/10K-2-D-2"-NB-18" | TEMP SENSOR, DUCT, 10K TYPE II, 2.00" PROBE, NO ENCL |  |  | https://bapisensors.sharepoint.com/sites/BAPIMediaLibrary/Shared%20Documents/Datasheets/DuctUnits_temp_NoPrice-v17.pdf | https://bapisensors.sharepoint.com/sites/BAPIMediaLibrary/Shared%20Documents/Instructions/20787_INS_Duct_Passive_RTD_Therm.pdf
BA/10K2D2NB30 | BA/10K-2-D-2"-NB-30' | TEMP SENSOR, DUCT, 10K TYPE II, 2.00" PROBE, NO ENCL |  |  | https://bapisensors.sharepoint.com/sites/BAPIMediaLibrary/Shared%20Documents/Datasheets/DuctUnits_temp_NoPrice-v17.pdf | https://bapisensors.sharepoint.com/sites/BAPIMediaLibrary/Shared%20Documents/Instructions/20787_INS_Duct_Passive_RTD_Therm.pdf
BA/10K2D2NB5 | BA/10K-2-D-2"-NB-5' | TEMP SENSOR, DUCT, 10K TYPE II, 2.00" PROBE, NO ENCL |  |  | https://bapisensors.sharepoint.com/sites/BAPIMediaLibrary/Shared%20Documents/Datasheets/DuctUnits_temp_NoPrice-v17.pdf | https://bapisensors.sharepoint.com/sites/BAPIMediaLibrary/Shared%20Documents/Instructions/20787_INS_Duct_Passive_RTD_Therm.pdf
BA/10K2D2BB | BA/10K-2-D-2"-BB | TEMP SENSOR, DUCT, 10K TYPE II, 2.00" PROBE, POLY ENCL |  |  | https://bapisensors.sharepoint.com/sites/BAPIMediaLibrary/Shared%20Documents/Datasheets/DuctUnits_temp_NoPrice-v17.pdf | https://bapisensors.sharepoint.com/sites/BAPIMediaLibrary/Shared%20Documents/Instructions/20787_INS_Duct_Passive_RTD_Therm.pdf
BA/10K2D2BB2 | BA/10K-2-D-2"-BB2 | TEMP SENSOR, DUCT, 10K TYPE II, 2.00" PROBE, POLY ENCL |  | https://bapisensors.sharepoint.com/sites/BAPIMediaLibrary/Shared%20Documents/Product%20Images/Duct_TempTrans_BB2_2020.png | https://bapisensors.sharepoint.com/sites/BAPIMediaLibrary/Shared%20Documents/Datasheets/DuctUnits_temp_NoPrice-v17.pdf | https://bapisensors.sharepoint.com/sites/BAPIMediaLibrary/Shared%20Documents/Instructions/20787_INS_Duct_Passive_RTD_Therm.pdf
BA/10K2D2BB4 | BA/10K-2-D-2"-BB4 | TEMP SENSOR, DUCT, 10K TYPE II, 2.00" PROBE, POLY ENCL |  |  | https://bapisensors.sharepoint.com/sites/BAPIMediaLibrary/Shared%20Documents/Datasheets/DuctUnits_temp_NoPrice-v17.pdf | https://bapisensors.sharepoint.com/sites/BAPIMediaLibrary/Shared%20Documents/Instructions/20787_INS_Duct_Passive_RTD_Therm.pdf
BA/10K2D24JB | BA/10K-2-D-24"-JB | TEMP SENSOR, DUCT, 10K TYPE II, 24.00" PROBE, METALLIC ENCL |  | https://bapisensors.sharepoint.com/sites/BAPIMediaLibrary/Shared%20Documents/Product%20Images/Duct_Temp_JBox_2020.png | https://bapisensors.sharepoint.com/sites/BAPIMediaLibrary/Shared%20Documents/Datasheets/DuctUnits_temp_NoPrice-v17.pdf | https://bapisensors.sharepoint.com/sites/BAPIMediaLibrary/Shared%20Documents/Instructions/20787_INS_Duct_Passive_RTD_Therm.pdf
BA/10K2D24WP | BA/10K-2-D-24"-WP | TEMP SENSOR, DUCT, 10K TYPE II, 24.00" PROBE, METALLIC ENCL |  |  | https://bapisensors.sharepoint.com/sites/BAPIMediaLibrary/Shared%20Documents/Datasheets/DuctUnits_temp_NoPrice-v17.pdf | https://bapisensors.sharepoint.com/sites/BAPIMediaLibrary/Shared%20Documents/Instructions/20787_INS_Duct_Passive_RTD_Therm.pdf
BA/10K2SD24WP | BA/10K-2-SD-24"-WP | TEMP SENSOR, DUCT, 10K TYPE II, 24.00" PROBE, METALLIC ENCL |  |  | https://bapisensors.sharepoint.com/sites/BAPIMediaLibrary/Shared%20Documents/Datasheets/Submersible_Duct_NoPrice-v17.pdf | https://bapisensors.sharepoint.com/sites/BAPIMediaLibrary/Shared%20Documents/Instructions/20905_ins_SubmersibleDuct_Passive.pdf
BA/10K2D24BB | BA/10K-2-D-24"-BB | TEMP SENSOR, DUCT, 10K TYPE II, 24.00" PROBE, POLY ENCL |  |  | https://bapisensors.sharepoint.com/sites/BAPIMediaLibrary/Shared%20Documents/Datasheets/DuctUnits_temp_NoPrice-v17.pdf | https://bapisensors.sharepoint.com/sites/BAPIMediaLibrary/Shared%20Documents/Instructions/20787_INS_Duct_Passive_RTD_Therm.pdf
BA/10K2SD24BB | BA/10K-2-SD-24"-BB | TEMP SENSOR, DUCT, 10K TYPE II, 24.00" PROBE, POLY ENCL |  |  | https://bapisensors.sharepoint.com/sites/BAPIMediaLibrary/Shared%20Documents/Datasheets/Submersible_Duct_NoPrice-v17.pdf | https://bapisensors.sharepoint.com/sites/BAPIMediaLibrary/Shared%20Documents/Instructions/20905_ins_SubmersibleDuct_Passive.pdf
BA/10K2D36WP | BA/10K-2-D-36"-WP | TEMP SENSOR, DUCT, 10K TYPE II, 36.00" PROBE, METALLIC ENCL |  |  | https://bapisensors.sharepoint.com/sites/BAPIMediaLibrary/Shared%20Documents/Datasheets/DuctUnits_temp_NoPrice-v17.pdf | https://bapisensors.sharepoint.com/sites/BAPIMediaLibrary/Shared%20Documents/Instructions/20787_INS_Duct_Passive_RTD_Therm.pdf
BA/10K-2-SD-36 | BA/10K-2-SD-36"-JB | TEMP SENSOR, DUCT, 10K TYPE II, 36.00" PROBE, NO ENCL |  | https://bapisensors.sharepoint.com/sites/BAPIMediaLibrary/Shared%20Documents/Product%20Images/Duct_Temp_JBox_2020.png | https://bapisensors.sharepoint.com/sites/BAPIMediaLibrary/Shared%20Documents/Datasheets/Submersible_Duct_NoPrice-v17.pdf | https://bapisensors.sharepoint.com/sites/BAPIMediaLibrary/Shared%20Documents/Instructions/20905_ins_SubmersibleDuct_Passive.pdf
BA/10K2SD36NB | BA/10K-2-SD-36"-NB | TEMP SENSOR, DUCT, 10K TYPE II, 36.00" PROBE, NO ENCL |  |  | https://bapisensors.sharepoint.com/sites/BAPIMediaLibrary/Shared%20Documents/Datasheets/Submersible_Duct_NoPrice-v17.pdf | https://bapisensors.sharepoint.com/sites/BAPIMediaLibrary/Shared%20Documents/Instructions/20905_ins_SubmersibleDuct_Passive.pdf
BA/10K2D36BB2 | BA/10K-2-D-36"-BB2 | TEMP SENSOR, DUCT, 10K TYPE II, 36.00" PROBE, POLY ENCL |  | https://bapisensors.sharepoint.com/sites/BAPIMediaLibrary/Shared%20Documents/Product%20Images/Duct_TempTrans_BB2_2020.png | https://bapisensors.sharepoint.com/sites/BAPIMediaLibrary/Shared%20Documents/Datasheets/DuctUnits_temp_NoPrice-v17.pdf | https://bapisensors.sharepoint.com/sites/BAPIMediaLibrary/Shared%20Documents/Instructions/20787_INS_Duct_Passive_RTD_Therm.pdf
BA/10K2-D4-JB | BA/10K2-D-4"-JB | TEMP SENSOR, DUCT, 10K TYPE II, 4.00" PROBE, METALLIC ENCL |  | https://bapisensors.sharepoint.com/sites/BAPIMediaLibrary/Shared%20Documents/Product%20Images/Duct_Temp_JBox_2020.png | https://bapisensors.sharepoint.com/sites/BAPIMediaLibrary/Shared%20Documents/Datasheets/DuctUnits_temp_NoPrice-v17.pdf | https://bapisensors.sharepoint.com/sites/BAPIMediaLibrary/Shared%20Documents/Instructions/20787_INS_Duct_Passive_RTD_Therm.pdf
BA/10K2-D4-WP | BA/10K2-D-4"-WP | TEMP SENSOR, DUCT, 10K TYPE II, 4.00" PROBE, METALLIC ENCL |  |  | https://bapisensors.sharepoint.com/sites/BAPIMediaLibrary/Shared%20Documents/Datasheets/DuctUnits_temp_NoPrice-v17.pdf | https://bapisensors.sharepoint.com/sites/BAPIMediaLibrary/Shared%20Documents/Instructions/20787_INS_Duct_Passive_RTD_Therm.pdf
BA/10K2XPD4JB | BA/10K-2[XP]-D-4"-JB | TEMP SENSOR, DUCT, 10K TYPE II, 4.00" PROBE, METALLIC ENCL |  | https://bapisensors.sharepoint.com/sites/BAPIMediaLibrary/Shared%20Documents/Product%20Images/Duct_Temp_JBox_2020.png | https://bapisensors.sharepoint.com/sites/BAPIMediaLibrary/Shared%20Documents/Datasheets/DuctUnits_temp_NoPrice-v17.pdf | https://bapisensors.sharepoint.com/sites/BAPIMediaLibrary/Shared%20Documents/Instructions/20787_INS_Duct_Passive_RTD_Therm.pdf
BA/10K2-D4-NB15 | BA/10K-2-D-4"-NB-15' | TEMP SENSOR, DUCT, 10K TYPE II, 4.00" PROBE, NO ENCL |  |  | https://bapisensors.sharepoint.com/sites/BAPIMediaLibrary/Shared%20Documents/Datasheets/DuctUnits_temp_NoPrice-v17.pdf | https://bapisensors.sharepoint.com/sites/BAPIMediaLibrary/Shared%20Documents/Instructions/20787_INS_Duct_Passive_RTD_Therm.pdf
BA/10K2D4NB10 | BA/10K-2-D-4"-NB-10' | TEMP SENSOR, DUCT, 10K TYPE II, 4.00" PROBE, NO ENCL |  |  | https://bapisensors.sharepoint.com/sites/BAPIMediaLibrary/Shared%20Documents/Datasheets/DuctUnits_temp_NoPrice-v17.pdf | https://bapisensors.sharepoint.com/sites/BAPIMediaLibrary/Shared%20Documents/Instructions/20787_INS_Duct_Passive_RTD_Therm.pdf
BA/10K2D4NB36 | BA/10K-2-D-4"-NB-36" | TEMP SENSOR, DUCT, 10K TYPE II, 4.00" PROBE, NO ENCL |  |  | https://bapisensors.sharepoint.com/sites/BAPIMediaLibrary/Shared%20Documents/Datasheets/DuctUnits_temp_NoPrice-v17.pdf | https://bapisensors.sharepoint.com/sites/BAPIMediaLibrary/Shared%20Documents/Instructions/20787_INS_Duct_Passive_RTD_Therm.pdf
BA/10K2D4NB5 | BA/10K-2-D-4"-NB-5' | TEMP SENSOR, DUCT, 10K TYPE II, 4.00" PROBE, NO ENCL |  |  | https://bapisensors.sharepoint.com/sites/BAPIMediaLibrary/Shared%20Documents/Datasheets/DuctUnits_temp_NoPrice-v17.pdf | https://bapisensors.sharepoint.com/sites/BAPIMediaLibrary/Shared%20Documents/Instructions/20787_INS_Duct_Passive_RTD_Therm.pdf
BA/10K2D4NB6 | BA/10K-2-D-4"-NB-6' | TEMP SENSOR, DUCT, 10K TYPE II, 4.00" PROBE, NO ENCL |  |  | https://bapisensors.sharepoint.com/sites/BAPIMediaLibrary/Shared%20Documents/Datasheets/DuctUnits_temp_NoPrice-v17.pdf | https://bapisensors.sharepoint.com/sites/BAPIMediaLibrary/Shared%20Documents/Instructions/20787_INS_Duct_Passive_RTD_Therm.pdf
BA/10K2D4NB7 | BA/10K-2-D-4"-NB-7' | TEMP SENSOR, DUCT, 10K TYPE II, 4.00" PROBE, NO ENCL |  |  | https://bapisensors.sharepoint.com/sites/BAPIMediaLibrary/Shared%20Documents/Datasheets/DuctUnits_temp_NoPrice-v17.pdf | https://bapisensors.sharepoint.com/sites/BAPIMediaLibrary/Shared%20Documents/Instructions/20787_INS_Duct_Passive_RTD_Therm.pdf
BA/10K2D4NB79 | BA/10K-2-D-4"-NB-79" | TEMP SENSOR, DUCT, 10K TYPE II, 4.00" PROBE, NO ENCL |  |  | https://bapisensors.sharepoint.com/sites/BAPIMediaLibrary/Shared%20Documents/Datasheets/DuctUnits_temp_NoPrice-v17.pdf | https://bapisensors.sharepoint.com/sites/BAPIMediaLibrary/Shared%20Documents/Instructions/20787_INS_Duct_Passive_RTD_Therm.pdf
BA/10K2D4NB8 | BA/10K-2-D-4"-NB-8' | TEMP SENSOR, DUCT, 10K TYPE II, 4.00" PROBE, NO ENCL |  |  | https://bapisensors.sharepoint.com/sites/BAPIMediaLibrary/Shared%20Documents/Datasheets/DuctUnits_temp_NoPrice-v17.pdf | https://bapisensors.sharepoint.com/sites/BAPIMediaLibrary/Shared%20Documents/Instructions/20787_INS_Duct_Passive_RTD_Therm.pdf
BA/10K2XPD4NB5 | BA/10K-2[XP]-D-4"-NB-5' | TEMP SENSOR, DUCT, 10K TYPE II, 4.00" PROBE, NO ENCL |  |  | https://bapisensors.sharepoint.com/sites/BAPIMediaLibrary/Shared%20Documents/Datasheets/DuctUnits_temp_NoPrice-v17.pdf | https://bapisensors.sharepoint.com/sites/BAPIMediaLibrary/Shared%20Documents/Instructions/20787_INS_Duct_Passive_RTD_Therm.pdf
BA/10K2D4NB18 | BA/10K-2-D-4"-NB-18" | TEMP SENSOR, DUCT, 10K TYPE II, 4.00" PROBE, NO ENCL,18" TEFLON LEADS |  |  | https://bapisensors.sharepoint.com/sites/BAPIMediaLibrary/Shared%20Documents/Datasheets/DuctUnits_temp_NoPrice-v17.pdf | https://bapisensors.sharepoint.com/sites/BAPIMediaLibrary/Shared%20Documents/Instructions/20787_INS_Duct_Passive_RTD_Therm.pdf
BA/10K2-D4-BB | BA/10K2-D-4"-BB | TEMP SENSOR, DUCT, 10K TYPE II, 4.00" PROBE, POLY ENCL |  |  | https://bapisensors.sharepoint.com/sites/BAPIMediaLibrary/Shared%20Documents/Datasheets/DuctUnits_temp_NoPrice-v17.pdf | https://bapisensors.sharepoint.com/sites/BAPIMediaLibrary/Shared%20Documents/Instructions/20787_INS_Duct_Passive_RTD_Therm.pdf
BA/10K2-D4-BB2 | BA/10K2-D-4"-BB2 | TEMP SENSOR, DUCT, 10K TYPE II, 4.00" PROBE, POLY ENCL |  | https://bapisensors.sharepoint.com/sites/BAPIMediaLibrary/Shared%20Documents/Product%20Images/Duct_TempTrans_BB2_2020.png | https://bapisensors.sharepoint.com/sites/BAPIMediaLibrary/Shared%20Documents/Datasheets/DuctUnits_temp_NoPrice-v17.pdf | https://bapisensors.sharepoint.com/sites/BAPIMediaLibrary/Shared%20Documents/Instructions/20787_INS_Duct_Passive_RTD_Therm.pdf
BA/10K2-D4-BB4 | BA/10K2-D-4"-BB4 | TEMP SENSOR, DUCT, 10K TYPE II, 4.00" PROBE, POLY ENCL |  |  | https://bapisensors.sharepoint.com/sites/BAPIMediaLibrary/Shared%20Documents/Datasheets/DuctUnits_temp_NoPrice-v17.pdf | https://bapisensors.sharepoint.com/sites/BAPIMediaLibrary/Shared%20Documents/Instructions/20787_INS_Duct_Passive_RTD_Therm.pdf
BA/10K2D4BB2TB | BA/10K-2-D-4"-BB2-TB | TEMP SENSOR, DUCT, 10K TYPE II, 4.00" PROBE, POLY ENCL |  | https://bapisensors.sharepoint.com/sites/BAPIMediaLibrary/Shared%20Documents/Product%20Images/Duct_TempTrans_BB2_2020.png | https://bapisensors.sharepoint.com/sites/BAPIMediaLibrary/Shared%20Documents/Datasheets/DuctUnits_temp_NoPrice-v17.pdf | https://bapisensors.sharepoint.com/sites/BAPIMediaLibrary/Shared%20Documents/Instructions/20787_INS_Duct_Passive_RTD_Therm.pdf
BA/10K2D4BB2TS | BA/10K-2-D-4"-BB2-TS | TEMP SENSOR, DUCT, 10K TYPE II, 4.00" PROBE, POLY ENCL |  | https://bapisensors.sharepoint.com/sites/BAPIMediaLibrary/Shared%20Documents/Product%20Images/Duct_TempTrans_BB2_2020.png | https://bapisensors.sharepoint.com/sites/BAPIMediaLibrary/Shared%20Documents/Datasheets/DuctUnits_temp_NoPrice-v17.pdf | https://bapisensors.sharepoint.com/sites/BAPIMediaLibrary/Shared%20Documents/Instructions/20787_INS_Duct_Passive_RTD_Therm.pdf
BA/10K2XPD4BB2 | BA/10K-2[XP]-D-4"-BB2 | TEMP SENSOR, DUCT, 10K TYPE II, 4.00" PROBE, POLY ENCL |  | https://bapisensors.sharepoint.com/sites/BAPIMediaLibrary/Shared%20Documents/Product%20Images/Duct_TempTrans_BB2_2020.png | https://bapisensors.sharepoint.com/sites/BAPIMediaLibrary/Shared%20Documents/Datasheets/DuctUnits_temp_NoPrice-v17.pdf | https://bapisensors.sharepoint.com/sites/BAPIMediaLibrary/Shared%20Documents/Instructions/20787_INS_Duct_Passive_RTD_Therm.pdf
BA/10K2XPD4BB4 | BA/10K-2[XP]-D-4"-BB4 | TEMP SENSOR, DUCT, 10K TYPE II, 4.00" PROBE, POLY ENCL |  |  | https://bapisensors.sharepoint.com/sites/BAPIMediaLibrary/Shared%20Documents/Datasheets/DuctUnits_temp_NoPrice-v17.pdf | https://bapisensors.sharepoint.com/sites/BAPIMediaLibrary/Shared%20Documents/Instructions/20787_INS_Duct_Passive_RTD_Therm.pdf
BA/10K2SD48WP | BA/10K-2-SD-48"-WP | TEMP SENSOR, DUCT, 10K TYPE II, 48.00" PROBE, METALLIC ENCL |  |  | https://bapisensors.sharepoint.com/sites/BAPIMediaLibrary/Shared%20Documents/Datasheets/Submersible_Duct_NoPrice-v17.pdf | https://bapisensors.sharepoint.com/sites/BAPIMediaLibrary/Shared%20Documents/Instructions/20905_ins_SubmersibleDuct_Passive.pdf
BA/10K-2-SD-48 | BA/10K-2-SD-48" | TEMP SENSOR, DUCT, 10K TYPE II, 48.00" PROBE, NO ENCL |  |  | https://bapisensors.sharepoint.com/sites/BAPIMediaLibrary/Shared%20Documents/Datasheets/Submersible_Duct_NoPrice-v17.pdf | https://bapisensors.sharepoint.com/sites/BAPIMediaLibrary/Shared%20Documents/Instructions/20905_ins_SubmersibleDuct_Passive.pdf
BA/10K2SD48NB | BA/10K-2-SD-48"-NB | TEMP SENSOR, DUCT, 10K TYPE II, 48.00" PROBE, NO ENCL |  |  | https://bapisensors.sharepoint.com/sites/BAPIMediaLibrary/Shared%20Documents/Datasheets/Submersible_Duct_NoPrice-v17.pdf | https://bapisensors.sharepoint.com/sites/BAPIMediaLibrary/Shared%20Documents/Instructions/20905_ins_SubmersibleDuct_Passive.pdf
BA/10K2SD48BB | BA/10K-2-SD-48"-BB | TEMP SENSOR, DUCT, 10K TYPE II, 48.00" PROBE, POLY ENCL |  |  | https://bapisensors.sharepoint.com/sites/BAPIMediaLibrary/Shared%20Documents/Datasheets/Submersible_Duct_NoPrice-v17.pdf | https://bapisensors.sharepoint.com/sites/BAPIMediaLibrary/Shared%20Documents/Instructions/20905_ins_SubmersibleDuct_Passive.pdf
BA/10K2D6JB | BA/10K-2-D-6"-JB | TEMP SENSOR, DUCT, 10K TYPE II, 6.00" PROBE, METALLIC ENCL |  | https://bapisensors.sharepoint.com/sites/BAPIMediaLibrary/Shared%20Documents/Product%20Images/Duct_Temp_JBox_2020.png | https://bapisensors.sharepoint.com/sites/BAPIMediaLibrary/Shared%20Documents/Datasheets/DuctUnits_temp_NoPrice-v17.pdf | https://bapisensors.sharepoint.com/sites/BAPIMediaLibrary/Shared%20Documents/Instructions/20787_INS_Duct_Passive_RTD_Therm.pdf
BA/10K2D6WP | BA/10K-2-D-6"-WP | TEMP SENSOR, DUCT, 10K TYPE II, 6.00" PROBE, METALLIC ENCL |  |  | https://bapisensors.sharepoint.com/sites/BAPIMediaLibrary/Shared%20Documents/Datasheets/DuctUnits_temp_NoPrice-v17.pdf | https://bapisensors.sharepoint.com/sites/BAPIMediaLibrary/Shared%20Documents/Instructions/20787_INS_Duct_Passive_RTD_Therm.pdf
BA/10K2XPD6WP | BA/10K-2[XP]-D-6"-WP | TEMP SENSOR, DUCT, 10K TYPE II, 6.00" PROBE, METALLIC ENCL |  |  | https://bapisensors.sharepoint.com/sites/BAPIMediaLibrary/Shared%20Documents/Datasheets/DuctUnits_temp_NoPrice-v17.pdf | https://bapisensors.sharepoint.com/sites/BAPIMediaLibrary/Shared%20Documents/Instructions/20787_INS_Duct_Passive_RTD_Therm.pdf
BA/10K2D6NB15 | BA/10K-2-D-6"-NB-15' | TEMP SENSOR, DUCT, 10K TYPE II, 6.00" PROBE, NO ENCL |  |  | https://bapisensors.sharepoint.com/sites/BAPIMediaLibrary/Shared%20Documents/Datasheets/DuctUnits_temp_NoPrice-v17.pdf | https://bapisensors.sharepoint.com/sites/BAPIMediaLibrary/Shared%20Documents/Instructions/20787_INS_Duct_Passive_RTD_Therm.pdf
BA/10K2D6NB18 | BA/10K-2-D-6"-NB-18" | TEMP SENSOR, DUCT, 10K TYPE II, 6.00" PROBE, NO ENCL |  |  | https://bapisensors.sharepoint.com/sites/BAPIMediaLibrary/Shared%20Documents/Datasheets/DuctUnits_temp_NoPrice-v17.pdf | https://bapisensors.sharepoint.com/sites/BAPIMediaLibrary/Shared%20Documents/Instructions/20787_INS_Duct_Passive_RTD_Therm.pdf
BA/10K2D6NB5 | BA/10K-2-D-6"-NB-5' | TEMP SENSOR, DUCT, 10K TYPE II, 6.00" PROBE, NO ENCL |  |  | https://bapisensors.sharepoint.com/sites/BAPIMediaLibrary/Shared%20Documents/Datasheets/DuctUnits_temp_NoPrice-v17.pdf | https://bapisensors.sharepoint.com/sites/BAPIMediaLibrary/Shared%20Documents/Instructions/20787_INS_Duct_Passive_RTD_Therm.pdf
BA/10K2D6BB | BA/10K-2-D-6"-BB | TEMP SENSOR, DUCT, 10K TYPE II, 6.00" PROBE, POLY ENCL |  |  | https://bapisensors.sharepoint.com/sites/BAPIMediaLibrary/Shared%20Documents/Datasheets/DuctUnits_temp_NoPrice-v17.pdf | https://bapisensors.sharepoint.com/sites/BAPIMediaLibrary/Shared%20Documents/Instructions/20787_INS_Duct_Passive_RTD_Therm.pdf
BA/10K2D6BB4 | BA/10K-2-D-6"-BB4 | TEMP SENSOR, DUCT, 10K TYPE II, 6.00" PROBE, POLY ENCL |  |  | https://bapisensors.sharepoint.com/sites/BAPIMediaLibrary/Shared%20Documents/Datasheets/DuctUnits_temp_NoPrice-v17.pdf | https://bapisensors.sharepoint.com/sites/BAPIMediaLibrary/Shared%20Documents/Instructions/20787_INS_Duct_Passive_RTD_Therm.pdf
BA/10K2-D8-JB | BA/10K2-D-8"-JB | TEMP SENSOR, DUCT, 10K TYPE II, 8.00" PROBE, METALLIC ENCL |  | https://bapisensors.sharepoint.com/sites/BAPIMediaLibrary/Shared%20Documents/Product%20Images/Duct_Temp_JBox_2020.png | https://bapisensors.sharepoint.com/sites/BAPIMediaLibrary/Shared%20Documents/Datasheets/DuctUnits_temp_NoPrice-v17.pdf | https://bapisensors.sharepoint.com/sites/BAPIMediaLibrary/Shared%20Documents/Instructions/20787_INS_Duct_Passive_RTD_Therm.pdf
BA/10K2-D8-WP | BA/10K2-D-8"-WP | TEMP SENSOR, DUCT, 10K TYPE II, 8.00" PROBE, METALLIC ENCL |  |  | https://bapisensors.sharepoint.com/sites/BAPIMediaLibrary/Shared%20Documents/Datasheets/DuctUnits_temp_NoPrice-v17.pdf | https://bapisensors.sharepoint.com/sites/BAPIMediaLibrary/Shared%20Documents/Instructions/20787_INS_Duct_Passive_RTD_Therm.pdf
BA/10K2XP-D8-JB | BA/10K2XP-D8-JB | TEMP SENSOR, DUCT, 10K TYPE II, 8.00" PROBE, METALLIC ENCL |  | https://bapisensors.sharepoint.com/sites/BAPIMediaLibrary/Shared%20Documents/Product%20Images/Duct_Temp_JBox_2020.png | https://bapisensors.sharepoint.com/sites/BAPIMediaLibrary/Shared%20Documents/Datasheets/DuctUnits_temp_NoPrice-v17.pdf | https://bapisensors.sharepoint.com/sites/BAPIMediaLibrary/Shared%20Documents/Instructions/20787_INS_Duct_Passive_RTD_Therm.pdf
BA/10K2XPD8WP | BA/10K-2[XP]-D-8"-WP | TEMP SENSOR, DUCT, 10K TYPE II, 8.00" PROBE, METALLIC ENCL |  |  | https://bapisensors.sharepoint.com/sites/BAPIMediaLibrary/Shared%20Documents/Datasheets/DuctUnits_temp_NoPrice-v17.pdf | https://bapisensors.sharepoint.com/sites/BAPIMediaLibrary/Shared%20Documents/Instructions/20787_INS_Duct_Passive_RTD_Therm.pdf
BA/10K2-D8-NB | BA/10K2-D-8"-NB-18" | TEMP SENSOR, DUCT, 10K TYPE II, 8.00" PROBE, NO ENCL |  |  | https://bapisensors.sharepoint.com/sites/BAPIMediaLibrary/Shared%20Documents/Datasheets/DuctUnits_temp_NoPrice-v17.pdf | https://bapisensors.sharepoint.com/sites/BAPIMediaLibrary/Shared%20Documents/Instructions/20787_INS_Duct_Passive_RTD_Therm.pdf
BA/10K2-D8-NB-5 | BA/10K-2-D-8"-NB-5' | TEMP SENSOR, DUCT, 10K TYPE II, 8.00" PROBE, NO ENCL |  |  | https://bapisensors.sharepoint.com/sites/BAPIMediaLibrary/Shared%20Documents/Datasheets/DuctUnits_temp_NoPrice-v17.pdf | https://bapisensors.sharepoint.com/sites/BAPIMediaLibrary/Shared%20Documents/Instructions/20787_INS_Duct_Passive_RTD_Therm.pdf
BA/10K2-D8-NB15 | BA/10K-2-D-8"-NB-15' | TEMP SENSOR, DUCT, 10K TYPE II, 8.00" PROBE, NO ENCL |  |  | https://bapisensors.sharepoint.com/sites/BAPIMediaLibrary/Shared%20Documents/Datasheets/DuctUnits_temp_NoPrice-v17.pdf | https://bapisensors.sharepoint.com/sites/BAPIMediaLibrary/Shared%20Documents/Instructions/20787_INS_Duct_Passive_RTD_Therm.pdf
BA/10K2D8NB10 | BA/10K-2-D-8"-NB-10' | TEMP SENSOR, DUCT, 10K TYPE II, 8.00" PROBE, NO ENCL |  |  | https://bapisensors.sharepoint.com/sites/BAPIMediaLibrary/Shared%20Documents/Datasheets/DuctUnits_temp_NoPrice-v17.pdf | https://bapisensors.sharepoint.com/sites/BAPIMediaLibrary/Shared%20Documents/Instructions/20787_INS_Duct_Passive_RTD_Therm.pdf
BA/10K2D8NB18 | BA/10K-2-D-8"-NB-18" | TEMP SENSOR, DUCT, 10K TYPE II, 8.00" PROBE, NO ENCL |  |  | https://bapisensors.sharepoint.com/sites/BAPIMediaLibrary/Shared%20Documents/Datasheets/DuctUnits_temp_NoPrice-v17.pdf | https://bapisensors.sharepoint.com/sites/BAPIMediaLibrary/Shared%20Documents/Instructions/20787_INS_Duct_Passive_RTD_Therm.pdf
BA/10K2D8NB20 | BA/10K-2-D-8"-NB-20' | TEMP SENSOR, DUCT, 10K TYPE II, 8.00" PROBE, NO ENCL |  |  | https://bapisensors.sharepoint.com/sites/BAPIMediaLibrary/Shared%20Documents/Datasheets/DuctUnits_temp_NoPrice-v17.pdf | https://bapisensors.sharepoint.com/sites/BAPIMediaLibrary/Shared%20Documents/Instructions/20787_INS_Duct_Passive_RTD_Therm.pdf
BA/10K2-D8-BB2 | BA/10K2-D-8"-BB2 | TEMP SENSOR, DUCT, 10K TYPE II, 8.00" PROBE, POLY ENCL |  | https://bapisensors.sharepoint.com/sites/BAPIMediaLibrary/Shared%20Documents/Product%20Images/Duct_TempTrans_BB2_2020.png | https://bapisensors.sharepoint.com/sites/BAPIMediaLibrary/Shared%20Documents/Datasheets/DuctUnits_temp_NoPrice-v17.pdf | https://bapisensors.sharepoint.com/sites/BAPIMediaLibrary/Shared%20Documents/Instructions/20787_INS_Duct_Passive_RTD_Therm.pdf
BA/10K2D8BB | BA/10K-2-D-8"-BB | TEMP SENSOR, DUCT, 10K TYPE II, 8.00" PROBE, POLY ENCL |  |  | https://bapisensors.sharepoint.com/sites/BAPIMediaLibrary/Shared%20Documents/Datasheets/DuctUnits_temp_NoPrice-v17.pdf | https://bapisensors.sharepoint.com/sites/BAPIMediaLibrary/Shared%20Documents/Instructions/20787_INS_Duct_Passive_RTD_Therm.pdf
BA/10K2D8BB2TB | BA/10K-2-D-8"-BB2-TB | TEMP SENSOR, DUCT, 10K TYPE II, 8.00" PROBE, POLY ENCL |  | https://bapisensors.sharepoint.com/sites/BAPIMediaLibrary/Shared%20Documents/Product%20Images/Duct_TempTrans_BB2_2020.png | https://bapisensors.sharepoint.com/sites/BAPIMediaLibrary/Shared%20Documents/Datasheets/DuctUnits_temp_NoPrice-v17.pdf | https://bapisensors.sharepoint.com/sites/BAPIMediaLibrary/Shared%20Documents/Instructions/20787_INS_Duct_Passive_RTD_Therm.pdf
BA/10K2D8BB2TS | BA/10K-2-D-8"-BB2-TS | TEMP SENSOR, DUCT, 10K TYPE II, 8.00" PROBE, POLY ENCL |  | https://bapisensors.sharepoint.com/sites/BAPIMediaLibrary/Shared%20Documents/Product%20Images/Duct_TempTrans_BB2_2020.png | https://bapisensors.sharepoint.com/sites/BAPIMediaLibrary/Shared%20Documents/Datasheets/DuctUnits_temp_NoPrice-v17.pdf | https://bapisensors.sharepoint.com/sites/BAPIMediaLibrary/Shared%20Documents/Instructions/20787_INS_Duct_Passive_RTD_Therm.pdf
BA/10K2D8BB4 | BA/10K-2-D-8-BB4 | TEMP SENSOR, DUCT, 10K TYPE II, 8.00" PROBE, POLY ENCL |  |  | https://bapisensors.sharepoint.com/sites/BAPIMediaLibrary/Shared%20Documents/Datasheets/DuctUnits_temp_NoPrice-v17.pdf | https://bapisensors.sharepoint.com/sites/BAPIMediaLibrary/Shared%20Documents/Instructions/20787_INS_Duct_Passive_RTD_Therm.pdf
BA/10K2D8BBTS | BA/10K-2-D-8"-BB-TS | TEMP SENSOR, DUCT, 10K TYPE II, 8.00" PROBE, POLY ENCL |  |  | https://bapisensors.sharepoint.com/sites/BAPIMediaLibrary/Shared%20Documents/Datasheets/DuctUnits_temp_NoPrice-v17.pdf | https://bapisensors.sharepoint.com/sites/BAPIMediaLibrary/Shared%20Documents/Instructions/20787_INS_Duct_Passive_RTD_Therm.pdf
BA/10K2XPD8BB | BA/10K-2[XP]-D-8"-BB | TEMP SENSOR, DUCT, 10K TYPE II, 8.00" PROBE, POLY ENCL |  |  | https://bapisensors.sharepoint.com/sites/BAPIMediaLibrary/Shared%20Documents/Datasheets/DuctUnits_temp_NoPrice-v17.pdf | https://bapisensors.sharepoint.com/sites/BAPIMediaLibrary/Shared%20Documents/Instructions/20787_INS_Duct_Passive_RTD_Therm.pdf
BA/10K311KD12JB | BA/10K-3[11K]-D-12"-JB | TEMP SENSOR, DUCT, 10K TYPE III 11K SHUNT, 12.00" PROBE, METALLIC ENCL |  | https://bapisensors.sharepoint.com/sites/BAPIMediaLibrary/Shared%20Documents/Product%20Images/Duct_Temp_JBox_2020.png | https://bapisensors.sharepoint.com/sites/BAPIMediaLibrary/Shared%20Documents/Datasheets/DuctUnits_temp_NoPrice-v17.pdf | https://bapisensors.sharepoint.com/sites/BAPIMediaLibrary/Shared%20Documents/Instructions/20787_INS_Duct_Passive_RTD_Therm.pdf
BA/10K311KD12WP | BA/10K-3[11K]-D-12"-WP | TEMP SENSOR, DUCT, 10K TYPE III 11K SHUNT, 12.00" PROBE, METALLIC ENCL |  |  | https://bapisensors.sharepoint.com/sites/BAPIMediaLibrary/Shared%20Documents/Datasheets/DuctUnits_temp_NoPrice-v17.pdf | https://bapisensors.sharepoint.com/sites/BAPIMediaLibrary/Shared%20Documents/Instructions/20787_INS_Duct_Passive_RTD_Therm.pdf
BA/10K311KD12NB | BA/10K-3[11K]-D-12"-NB-18" | TEMP SENSOR, DUCT, 10K TYPE III 11K SHUNT, 12.00" PROBE, NO ENCL |  |  | https://bapisensors.sharepoint.com/sites/BAPIMediaLibrary/Shared%20Documents/Datasheets/DuctUnits_temp_NoPrice-v17.pdf | https://bapisensors.sharepoint.com/sites/BAPIMediaLibrary/Shared%20Documents/Instructions/20787_INS_Duct_Passive_RTD_Therm.pdf
BA/10K311KD12BB | BA/10K-3[11K]-D-12"-BB | TEMP SENSOR, DUCT, 10K TYPE III 11K SHUNT, 12.00" PROBE, POLY ENCL |  |  | https://bapisensors.sharepoint.com/sites/BAPIMediaLibrary/Shared%20Documents/Datasheets/DuctUnits_temp_NoPrice-v17.pdf | https://bapisensors.sharepoint.com/sites/BAPIMediaLibrary/Shared%20Documents/Instructions/20787_INS_Duct_Passive_RTD_Therm.pdf
BA/10K311KD18JB | BA/10K-3[11K]-D-18"-JB | TEMP SENSOR, DUCT, 10K TYPE III 11K SHUNT, 18.00" PROBE, METALLIC ENCL |  | https://bapisensors.sharepoint.com/sites/BAPIMediaLibrary/Shared%20Documents/Product%20Images/Duct_Temp_JBox_2020.png | https://bapisensors.sharepoint.com/sites/BAPIMediaLibrary/Shared%20Documents/Datasheets/DuctUnits_temp_NoPrice-v17.pdf | https://bapisensors.sharepoint.com/sites/BAPIMediaLibrary/Shared%20Documents/Instructions/20787_INS_Duct_Passive_RTD_Therm.pdf
BA/10K311KD18WP | BA/10K-3-[11K]-D-18"-WP | TEMP SENSOR, DUCT, 10K TYPE III 11K SHUNT, 18.00" PROBE, METALLIC ENCL |  |  | https://bapisensors.sharepoint.com/sites/BAPIMediaLibrary/Shared%20Documents/Datasheets/DuctUnits_temp_NoPrice-v17.pdf | https://bapisensors.sharepoint.com/sites/BAPIMediaLibrary/Shared%20Documents/Instructions/20787_INS_Duct_Passive_RTD_Therm.pdf
BA/10K311KD1810 | BA/10K-3[11K]-D-18"-NB-10' | TEMP SENSOR, DUCT, 10K TYPE III 11K SHUNT, 18.00" PROBE, NO ENCL |  |  | https://bapisensors.sharepoint.com/sites/BAPIMediaLibrary/Shared%20Documents/Datasheets/DuctUnits_temp_NoPrice-v17.pdf | https://bapisensors.sharepoint.com/sites/BAPIMediaLibrary/Shared%20Documents/Instructions/20787_INS_Duct_Passive_RTD_Therm.pdf
BA/10K311KD18N5 | BA/10K-3[11K]-D-18"-NB-5' | TEMP SENSOR, DUCT, 10K TYPE III 11K SHUNT, 18.00" PROBE, NO ENCL |  |  | https://bapisensors.sharepoint.com/sites/BAPIMediaLibrary/Shared%20Documents/Datasheets/DuctUnits_temp_NoPrice-v17.pdf | https://bapisensors.sharepoint.com/sites/BAPIMediaLibrary/Shared%20Documents/Instructions/20787_INS_Duct_Passive_RTD_Therm.pdf
BA/10K311KD18NB | BA/10K-3[11K]-D-18"-NB-18" | TEMP SENSOR, DUCT, 10K TYPE III 11K SHUNT, 18.00" PROBE, NO ENCL |  |  | https://bapisensors.sharepoint.com/sites/BAPIMediaLibrary/Shared%20Documents/Datasheets/DuctUnits_temp_NoPrice-v17.pdf | https://bapisensors.sharepoint.com/sites/BAPIMediaLibrary/Shared%20Documents/Instructions/20787_INS_Duct_Passive_RTD_Therm.pdf
BA/10K311KD18BB | BA/10K-3[11K]-D-18"-BB | TEMP SENSOR, DUCT, 10K TYPE III 11K SHUNT, 18.00" PROBE, POLY ENCL |  |  | https://bapisensors.sharepoint.com/sites/BAPIMediaLibrary/Shared%20Documents/Datasheets/DuctUnits_temp_NoPrice-v17.pdf | https://bapisensors.sharepoint.com/sites/BAPIMediaLibrary/Shared%20Documents/Instructions/20787_INS_Duct_Passive_RTD_Therm.pdf
BA/10K311KD2NB1 | BA/10K-3[11K]-D-2"-NB-10' | TEMP SENSOR, DUCT, 10K TYPE III 11K SHUNT, 2.00" PROBE, NO ENCL |  |  | https://bapisensors.sharepoint.com/sites/BAPIMediaLibrary/Shared%20Documents/Datasheets/DuctUnits_temp_NoPrice-v17.pdf | https://bapisensors.sharepoint.com/sites/BAPIMediaLibrary/Shared%20Documents/Instructions/20787_INS_Duct_Passive_RTD_Therm.pdf
BA/10K311KD2NB5 | BA/10K-3[11K]-D-2"-NB-5' | TEMP SENSOR, DUCT, 10K TYPE III 11K SHUNT, 2.00" PROBE, NO ENCL |  |  | https://bapisensors.sharepoint.com/sites/BAPIMediaLibrary/Shared%20Documents/Datasheets/DuctUnits_temp_NoPrice-v17.pdf | https://bapisensors.sharepoint.com/sites/BAPIMediaLibrary/Shared%20Documents/Instructions/20787_INS_Duct_Passive_RTD_Therm.pdf
BA/10K311KD24JB | BA/10K-3[11K]-D-24"-JB | TEMP SENSOR, DUCT, 10K TYPE III 11K SHUNT, 24.00" PROBE, METALLIC ENCL |  | https://bapisensors.sharepoint.com/sites/BAPIMediaLibrary/Shared%20Documents/Product%20Images/Duct_Temp_JBox_2020.png | https://bapisensors.sharepoint.com/sites/BAPIMediaLibrary/Shared%20Documents/Datasheets/DuctUnits_temp_NoPrice-v17.pdf | https://bapisensors.sharepoint.com/sites/BAPIMediaLibrary/Shared%20Documents/Instructions/20787_INS_Duct_Passive_RTD_Therm.pdf
BA/10K311KD36JB | BA/10K-3[11K]-D-36"-JB | TEMP SENSOR, DUCT, 10K TYPE III 11K SHUNT, 36.00" PROBE, METALLIC ENCL |  | https://bapisensors.sharepoint.com/sites/BAPIMediaLibrary/Shared%20Documents/Product%20Images/Duct_Temp_JBox_2020.png | https://bapisensors.sharepoint.com/sites/BAPIMediaLibrary/Shared%20Documents/Datasheets/DuctUnits_temp_NoPrice-v17.pdf | https://bapisensors.sharepoint.com/sites/BAPIMediaLibrary/Shared%20Documents/Instructions/20787_INS_Duct_Passive_RTD_Therm.pdf
BA/10K311KD4JB | BA/10K-3[11K]-D-4"-JB | TEMP SENSOR, DUCT, 10K TYPE III 11K SHUNT, 4.00" PROBE, METALLIC ENCL |  | https://bapisensors.sharepoint.com/sites/BAPIMediaLibrary/Shared%20Documents/Product%20Images/Duct_Temp_JBox_2020.png | https://bapisensors.sharepoint.com/sites/BAPIMediaLibrary/Shared%20Documents/Datasheets/DuctUnits_temp_NoPrice-v17.pdf | https://bapisensors.sharepoint.com/sites/BAPIMediaLibrary/Shared%20Documents/Instructions/20787_INS_Duct_Passive_RTD_Therm.pdf
BA/10K311KD4WP | BA/10K-3[11K]-D-4"-WP | TEMP SENSOR, DUCT, 10K TYPE III 11K SHUNT, 4.00" PROBE, METALLIC ENCL |  |  | https://bapisensors.sharepoint.com/sites/BAPIMediaLibrary/Shared%20Documents/Datasheets/DuctUnits_temp_NoPrice-v17.pdf | https://bapisensors.sharepoint.com/sites/BAPIMediaLibrary/Shared%20Documents/Instructions/20787_INS_Duct_Passive_RTD_Therm.pdf
BA/10K311KD4NB5 | BA/10K-3[11K]-D-4"-NB-5' | TEMP SENSOR, DUCT, 10K TYPE III 11K SHUNT, 4.00" PROBE, NO ENCL |  |  | https://bapisensors.sharepoint.com/sites/BAPIMediaLibrary/Shared%20Documents/Datasheets/DuctUnits_temp_NoPrice-v17.pdf | https://bapisensors.sharepoint.com/sites/BAPIMediaLibrary/Shared%20Documents/Instructions/20787_INS_Duct_Passive_RTD_Therm.pdf
BA/10K311KD4BB | BA/10K-3[11K]-D-4"-BB | TEMP SENSOR, DUCT, 10K TYPE III 11K SHUNT, 4.00" PROBE, POLY ENCL |  |  | https://bapisensors.sharepoint.com/sites/BAPIMediaLibrary/Shared%20Documents/Datasheets/DuctUnits_temp_NoPrice-v17.pdf | https://bapisensors.sharepoint.com/sites/BAPIMediaLibrary/Shared%20Documents/Instructions/20787_INS_Duct_Passive_RTD_Therm.pdf
BA/10K311KD4BB4 | BA10K311KD4BB4 | TEMP SENSOR, DUCT, 10K TYPE III 11K SHUNT, 4.00" PROBE, POLY ENCL |  |  | https://bapisensors.sharepoint.com/sites/BAPIMediaLibrary/Shared%20Documents/Datasheets/DuctUnits_temp_NoPrice-v17.pdf | https://bapisensors.sharepoint.com/sites/BAPIMediaLibrary/Shared%20Documents/Instructions/20787_INS_Duct_Passive_RTD_Therm.pdf
BA/10K311KD6JB | BA/10K-3[11K]-D-6"-JB | TEMP SENSOR, DUCT, 10K TYPE III 11K SHUNT, 6.00" PROBE, METALLIC ENCL |  | https://bapisensors.sharepoint.com/sites/BAPIMediaLibrary/Shared%20Documents/Product%20Images/Duct_Temp_JBox_2020.png | https://bapisensors.sharepoint.com/sites/BAPIMediaLibrary/Shared%20Documents/Datasheets/DuctUnits_temp_NoPrice-v17.pdf | https://bapisensors.sharepoint.com/sites/BAPIMediaLibrary/Shared%20Documents/Instructions/20787_INS_Duct_Passive_RTD_Therm.pdf
BA/10K311KD8JB | BA/10K-3[11K]-D-8"-JB | TEMP SENSOR, DUCT, 10K TYPE III 11K SHUNT, 8.00" PROBE, METALLIC ENCL |  | https://bapisensors.sharepoint.com/sites/BAPIMediaLibrary/Shared%20Documents/Product%20Images/Duct_Temp_JBox_2020.png | https://bapisensors.sharepoint.com/sites/BAPIMediaLibrary/Shared%20Documents/Datasheets/DuctUnits_temp_NoPrice-v17.pdf | https://bapisensors.sharepoint.com/sites/BAPIMediaLibrary/Shared%20Documents/Instructions/20787_INS_Duct_Passive_RTD_Therm.pdf
BA/10K311KD8WP | BA/10K-3[11K]-D-8"-WP | TEMP SENSOR, DUCT, 10K TYPE III 11K SHUNT, 8.00" PROBE, METALLIC ENCL |  |  | https://bapisensors.sharepoint.com/sites/BAPIMediaLibrary/Shared%20Documents/Datasheets/DuctUnits_temp_NoPrice-v17.pdf | https://bapisensors.sharepoint.com/sites/BAPIMediaLibrary/Shared%20Documents/Instructions/20787_INS_Duct_Passive_RTD_Therm.pdf
BA/10K311KD8NB5 | BA/10K-3[11K]-D-8"-NB-5' | TEMP SENSOR, DUCT, 10K TYPE III 11K SHUNT, 8.00" PROBE, NO ENCL |  |  | https://bapisensors.sharepoint.com/sites/BAPIMediaLibrary/Shared%20Documents/Datasheets/DuctUnits_temp_NoPrice-v17.pdf | https://bapisensors.sharepoint.com/sites/BAPIMediaLibrary/Shared%20Documents/Instructions/20787_INS_Duct_Passive_RTD_Therm.pdf
BA/10K311KD8BB | BA/10K-3[11K]-D-8"-BB | TEMP SENSOR, DUCT, 10K TYPE III 11K SHUNT, 8.00" PROBE, POLY ENCL |  |  | https://bapisensors.sharepoint.com/sites/BAPIMediaLibrary/Shared%20Documents/Datasheets/DuctUnits_temp_NoPrice-v17.pdf | https://bapisensors.sharepoint.com/sites/BAPIMediaLibrary/Shared%20Documents/Instructions/20787_INS_Duct_Passive_RTD_Therm.pdf
BA/10K311KD8BB4 | BA/10K-3[11K]-D-8"-BB4 | TEMP SENSOR, DUCT, 10K TYPE III 11K SHUNT, 8.00" PROBE, POLY ENCL |  |  | https://bapisensors.sharepoint.com/sites/BAPIMediaLibrary/Shared%20Documents/Datasheets/DuctUnits_temp_NoPrice-v17.pdf | https://bapisensors.sharepoint.com/sites/BAPIMediaLibrary/Shared%20Documents/Instructions/20787_INS_Duct_Passive_RTD_Therm.pdf
BA/10K3D10JB | BA/10K-3-D-10"-JB | TEMP SENSOR, DUCT, 10K TYPE III, 10.00" PROBE, METALLIC ENCL |  | https://bapisensors.sharepoint.com/sites/BAPIMediaLibrary/Shared%20Documents/Product%20Images/Duct_Temp_JBox_2020.png | https://bapisensors.sharepoint.com/sites/BAPIMediaLibrary/Shared%20Documents/Datasheets/DuctUnits_temp_NoPrice-v17.pdf | https://bapisensors.sharepoint.com/sites/BAPIMediaLibrary/Shared%20Documents/Instructions/20787_INS_Duct_Passive_RTD_Therm.pdf
BA/10K-3-D-12"-WP | BA/10K-3-D-12"-WP | TEMP SENSOR, DUCT, 10K TYPE III, 12.00" PROBE, METALLIC ENCL |  |  | https://bapisensors.sharepoint.com/sites/BAPIMediaLibrary/Shared%20Documents/Datasheets/DuctUnits_temp_NoPrice-v17.pdf | https://bapisensors.sharepoint.com/sites/BAPIMediaLibrary/Shared%20Documents/Instructions/20787_INS_Duct_Passive_RTD_Therm.pdf
BA/10K3-D12-JB | BA/10K3-D-12"-JB | TEMP SENSOR, DUCT, 10K TYPE III, 12.00" PROBE, METALLIC ENCL |  | https://bapisensors.sharepoint.com/sites/BAPIMediaLibrary/Shared%20Documents/Product%20Images/Duct_Temp_JBox_2020.png | https://bapisensors.sharepoint.com/sites/BAPIMediaLibrary/Shared%20Documents/Datasheets/DuctUnits_temp_NoPrice-v17.pdf | https://bapisensors.sharepoint.com/sites/BAPIMediaLibrary/Shared%20Documents/Instructions/20787_INS_Duct_Passive_RTD_Therm.pdf
BA/10K3SD12JB | BA/10K-3-SD-12"-JB | TEMP SENSOR, DUCT, 10K TYPE III, 12.00" PROBE, METALLIC ENCL |  | https://bapisensors.sharepoint.com/sites/BAPIMediaLibrary/Shared%20Documents/Product%20Images/Duct_Temp_JBox_2020.png | https://bapisensors.sharepoint.com/sites/BAPIMediaLibrary/Shared%20Documents/Datasheets/Submersible_Duct_NoPrice-v17.pdf | https://bapisensors.sharepoint.com/sites/BAPIMediaLibrary/Shared%20Documents/Instructions/20905_ins_SubmersibleDuct_Passive.pdf
BA/10K3XPD12JB | BA/10K-3[XP]-D-12"-JB | TEMP SENSOR, DUCT, 10K TYPE III, 12.00" PROBE, METALLIC ENCL |  | https://bapisensors.sharepoint.com/sites/BAPIMediaLibrary/Shared%20Documents/Product%20Images/Duct_Temp_JBox_2020.png | https://bapisensors.sharepoint.com/sites/BAPIMediaLibrary/Shared%20Documents/Datasheets/DuctUnits_temp_NoPrice-v17.pdf | https://bapisensors.sharepoint.com/sites/BAPIMediaLibrary/Shared%20Documents/Instructions/20787_INS_Duct_Passive_RTD_Therm.pdf
BA/10K3-D12-NB | BA/10K3-D-12"-NB-18" | TEMP SENSOR, DUCT, 10K TYPE III, 12.00" PROBE, NO ENCL |  |  | https://bapisensors.sharepoint.com/sites/BAPIMediaLibrary/Shared%20Documents/Datasheets/DuctUnits_temp_NoPrice-v17.pdf | https://bapisensors.sharepoint.com/sites/BAPIMediaLibrary/Shared%20Documents/Instructions/20787_INS_Duct_Passive_RTD_Therm.pdf
BA/10K3D12NB10 | BA/10K-3-D-12"-NB-10' | TEMP SENSOR, DUCT, 10K TYPE III, 12.00" PROBE, NO ENCL |  |  | https://bapisensors.sharepoint.com/sites/BAPIMediaLibrary/Shared%20Documents/Datasheets/DuctUnits_temp_NoPrice-v17.pdf | https://bapisensors.sharepoint.com/sites/BAPIMediaLibrary/Shared%20Documents/Instructions/20787_INS_Duct_Passive_RTD_Therm.pdf
BA/10K3D12NB12 | BA/10K-3-D-12"-NB-12' | TEMP SENSOR, DUCT, 10K TYPE III, 12.00" PROBE, NO ENCL |  |  | https://bapisensors.sharepoint.com/sites/BAPIMediaLibrary/Shared%20Documents/Datasheets/DuctUnits_temp_NoPrice-v17.pdf | https://bapisensors.sharepoint.com/sites/BAPIMediaLibrary/Shared%20Documents/Instructions/20787_INS_Duct_Passive_RTD_Therm.pdf
BA/10K3D12NB15 | BA/10K-3-D-12"-NB-15' | TEMP SENSOR, DUCT, 10K TYPE III, 12.00" PROBE, NO ENCL |  |  | https://bapisensors.sharepoint.com/sites/BAPIMediaLibrary/Shared%20Documents/Datasheets/DuctUnits_temp_NoPrice-v17.pdf | https://bapisensors.sharepoint.com/sites/BAPIMediaLibrary/Shared%20Documents/Instructions/20787_INS_Duct_Passive_RTD_Therm.pdf
BA/10K3D12NB5 | BA/10K-3-D-12"-NB-5' | TEMP SENSOR, DUCT, 10K TYPE III, 12.00" PROBE, NO ENCL |  |  | https://bapisensors.sharepoint.com/sites/BAPIMediaLibrary/Shared%20Documents/Datasheets/DuctUnits_temp_NoPrice-v17.pdf | https://bapisensors.sharepoint.com/sites/BAPIMediaLibrary/Shared%20Documents/Instructions/20787_INS_Duct_Passive_RTD_Therm.pdf
BA/10K3D12BBX | BA/10K-3-D-12"-BBX | TEMP SENSOR, DUCT, 10K TYPE III, 12.00" PROBE, POL |  |  | https://bapisensors.sharepoint.com/sites/BAPIMediaLibrary/Shared%20Documents/Datasheets/DuctUnits_temp_NoPrice-v17.pdf | https://bapisensors.sharepoint.com/sites/BAPIMediaLibrary/Shared%20Documents/Instructions/20787_INS_Duct_Passive_RTD_Therm.pdf
BA/10K3-D12-BB | BA/10K3-D-12"-BB | TEMP SENSOR, DUCT, 10K TYPE III, 12.00" PROBE, POLY ENCL |  |  | https://bapisensors.sharepoint.com/sites/BAPIMediaLibrary/Shared%20Documents/Datasheets/DuctUnits_temp_NoPrice-v17.pdf | https://bapisensors.sharepoint.com/sites/BAPIMediaLibrary/Shared%20Documents/Instructions/20787_INS_Duct_Passive_RTD_Therm.pdf
BA/10K3-D12-BB2 | BA/10K3-D-12"-BB2 | TEMP SENSOR, DUCT, 10K TYPE III, 12.00" PROBE, POLY ENCL |  | https://bapisensors.sharepoint.com/sites/BAPIMediaLibrary/Shared%20Documents/Product%20Images/Duct_TempTrans_BB2_2020.png | https://bapisensors.sharepoint.com/sites/BAPIMediaLibrary/Shared%20Documents/Datasheets/DuctUnits_temp_NoPrice-v17.pdf | https://bapisensors.sharepoint.com/sites/BAPIMediaLibrary/Shared%20Documents/Instructions/20787_INS_Duct_Passive_RTD_Therm.pdf
BA/10K3-D12-BB4 | BA/10K3-D-12"-BB4 | TEMP SENSOR, DUCT, 10K TYPE III, 12.00" PROBE, POLY ENCL |  |  | https://bapisensors.sharepoint.com/sites/BAPIMediaLibrary/Shared%20Documents/Datasheets/DuctUnits_temp_NoPrice-v17.pdf | https://bapisensors.sharepoint.com/sites/BAPIMediaLibrary/Shared%20Documents/Instructions/20787_INS_Duct_Passive_RTD_Therm.pdf
BA/10K3D12BBTS | BA/10K-3-D-12"-BB-TS | TEMP SENSOR, DUCT, 10K TYPE III, 12.00" PROBE, POLY ENCL |  |  | https://bapisensors.sharepoint.com/sites/BAPIMediaLibrary/Shared%20Documents/Datasheets/DuctUnits_temp_NoPrice-v17.pdf | https://bapisensors.sharepoint.com/sites/BAPIMediaLibrary/Shared%20Documents/Instructions/20787_INS_Duct_Passive_RTD_Therm.pdf
BA/10K3XPD12BB | BA/10K-3[XP]-D-12"-BB | TEMP SENSOR, DUCT, 10K TYPE III, 12.00" PROBE, POLY ENCL |  |  | https://bapisensors.sharepoint.com/sites/BAPIMediaLibrary/Shared%20Documents/Datasheets/DuctUnits_temp_NoPrice-v17.pdf | https://bapisensors.sharepoint.com/sites/BAPIMediaLibrary/Shared%20Documents/Instructions/20787_INS_Duct_Passive_RTD_Therm.pdf
BA/10K3D13JB | BA/10K-3-D-13"-JB | TEMP SENSOR, DUCT, 10K TYPE III, 13.00" PROBE, METALLIC ENCL |  | https://bapisensors.sharepoint.com/sites/BAPIMediaLibrary/Shared%20Documents/Product%20Images/Duct_Temp_JBox_2020.png | https://bapisensors.sharepoint.com/sites/BAPIMediaLibrary/Shared%20Documents/Datasheets/DuctUnits_temp_NoPrice-v17.pdf | https://bapisensors.sharepoint.com/sites/BAPIMediaLibrary/Shared%20Documents/Instructions/20787_INS_Duct_Passive_RTD_Therm.pdf
BA/10K3-D18-JB | BA/10K3-D-18"-JB | TEMP SENSOR, DUCT, 10K TYPE III, 18.00" PROBE, METALLIC ENCL |  | https://bapisensors.sharepoint.com/sites/BAPIMediaLibrary/Shared%20Documents/Product%20Images/Duct_Temp_JBox_2020.png | https://bapisensors.sharepoint.com/sites/BAPIMediaLibrary/Shared%20Documents/Datasheets/DuctUnits_temp_NoPrice-v17.pdf | https://bapisensors.sharepoint.com/sites/BAPIMediaLibrary/Shared%20Documents/Instructions/20787_INS_Duct_Passive_RTD_Therm.pdf
BA/10K3-D18-WP | BA/10K3-D-18"-WP | TEMP SENSOR, DUCT, 10K TYPE III, 18.00" PROBE, METALLIC ENCL |  |  | https://bapisensors.sharepoint.com/sites/BAPIMediaLibrary/Shared%20Documents/Datasheets/DuctUnits_temp_NoPrice-v17.pdf | https://bapisensors.sharepoint.com/sites/BAPIMediaLibrary/Shared%20Documents/Instructions/20787_INS_Duct_Passive_RTD_Therm.pdf
BA/10K3-D18-NB | BA/10K3-D-18"-NB-18" | TEMP SENSOR, DUCT, 10K TYPE III, 18.00" PROBE, NO ENCL |  |  | https://bapisensors.sharepoint.com/sites/BAPIMediaLibrary/Shared%20Documents/Datasheets/DuctUnits_temp_NoPrice-v17.pdf | https://bapisensors.sharepoint.com/sites/BAPIMediaLibrary/Shared%20Documents/Instructions/20787_INS_Duct_Passive_RTD_Therm.pdf
BA/10K3D18NB10 | BA/10K-3-D-18"-NB-10' | TEMP SENSOR, DUCT, 10K TYPE III, 18.00" PROBE, NO ENCL |  |  | https://bapisensors.sharepoint.com/sites/BAPIMediaLibrary/Shared%20Documents/Datasheets/DuctUnits_temp_NoPrice-v17.pdf | https://bapisensors.sharepoint.com/sites/BAPIMediaLibrary/Shared%20Documents/Instructions/20787_INS_Duct_Passive_RTD_Therm.pdf
BA/10K3D18NB15 | BA/10K-3-D-18"-NB-15' | TEMP SENSOR, DUCT, 10K TYPE III, 18.00" PROBE, NO ENCL |  |  | https://bapisensors.sharepoint.com/sites/BAPIMediaLibrary/Shared%20Documents/Datasheets/DuctUnits_temp_NoPrice-v17.pdf | https://bapisensors.sharepoint.com/sites/BAPIMediaLibrary/Shared%20Documents/Instructions/20787_INS_Duct_Passive_RTD_Therm.pdf
BA/10K3D18NB5 | BA/10K-3-D-18"-NB-5' | TEMP SENSOR, DUCT, 10K TYPE III, 18.00" PROBE, NO ENCL |  |  | https://bapisensors.sharepoint.com/sites/BAPIMediaLibrary/Shared%20Documents/Datasheets/DuctUnits_temp_NoPrice-v17.pdf | https://bapisensors.sharepoint.com/sites/BAPIMediaLibrary/Shared%20Documents/Instructions/20787_INS_Duct_Passive_RTD_Therm.pdf
BA/10K3D18BBX | BA/10K-3-D-18"-BBX | TEMP SENSOR, DUCT, 10K TYPE III, 18.00" PROBE, POL |  |  | https://bapisensors.sharepoint.com/sites/BAPIMediaLibrary/Shared%20Documents/Datasheets/DuctUnits_temp_NoPrice-v17.pdf | https://bapisensors.sharepoint.com/sites/BAPIMediaLibrary/Shared%20Documents/Instructions/20787_INS_Duct_Passive_RTD_Therm.pdf
BA/10K-3-D-18"-BB | BA/10K-3-D-18"-BB | TEMP SENSOR, DUCT, 10K TYPE III, 18.00" PROBE, POLY ENCL |  |  | https://bapisensors.sharepoint.com/sites/BAPIMediaLibrary/Shared%20Documents/Datasheets/DuctUnits_temp_NoPrice-v17.pdf | https://bapisensors.sharepoint.com/sites/BAPIMediaLibrary/Shared%20Documents/Instructions/20787_INS_Duct_Passive_RTD_Therm.pdf
BA/10K3-D18-BB2 | BA/10K3-D-18"-BB2 | TEMP SENSOR, DUCT, 10K TYPE III, 18.00" PROBE, POLY ENCL |  | https://bapisensors.sharepoint.com/sites/BAPIMediaLibrary/Shared%20Documents/Product%20Images/Duct_TempTrans_BB2_2020.png | https://bapisensors.sharepoint.com/sites/BAPIMediaLibrary/Shared%20Documents/Datasheets/DuctUnits_temp_NoPrice-v17.pdf | https://bapisensors.sharepoint.com/sites/BAPIMediaLibrary/Shared%20Documents/Instructions/20787_INS_Duct_Passive_RTD_Therm.pdf
BA/10K3-D18-BB4 | BA/10K3-D-18"-BB4 | TEMP SENSOR, DUCT, 10K TYPE III, 18.00" PROBE, POLY ENCL |  |  | https://bapisensors.sharepoint.com/sites/BAPIMediaLibrary/Shared%20Documents/Datasheets/DuctUnits_temp_NoPrice-v17.pdf | https://bapisensors.sharepoint.com/sites/BAPIMediaLibrary/Shared%20Documents/Instructions/20787_INS_Duct_Passive_RTD_Therm.pdf
BA/10K3D18BB2TS | BA/10K-3-D-18"-BB2-TS | TEMP SENSOR, DUCT, 10K TYPE III, 18.00" PROBE, POLY ENCL |  | https://bapisensors.sharepoint.com/sites/BAPIMediaLibrary/Shared%20Documents/Product%20Images/Duct_TempTrans_BB2_2020.png | https://bapisensors.sharepoint.com/sites/BAPIMediaLibrary/Shared%20Documents/Datasheets/DuctUnits_temp_NoPrice-v17.pdf | https://bapisensors.sharepoint.com/sites/BAPIMediaLibrary/Shared%20Documents/Instructions/20787_INS_Duct_Passive_RTD_Therm.pdf
BA/10K3D18BBTS | BA/10K-3-D-18"-BB-TS | TEMP SENSOR, DUCT, 10K TYPE III, 18.00" PROBE, POLY ENCL |  |  | https://bapisensors.sharepoint.com/sites/BAPIMediaLibrary/Shared%20Documents/Datasheets/DuctUnits_temp_NoPrice-v17.pdf | https://bapisensors.sharepoint.com/sites/BAPIMediaLibrary/Shared%20Documents/Instructions/20787_INS_Duct_Passive_RTD_Therm.pdf
BA/10K3XPD18BB | BA/10K-3[XP]-D-18"-BB | TEMP SENSOR, DUCT, 10K TYPE III, 18.00" PROBE, POLY ENCL |  |  | https://bapisensors.sharepoint.com/sites/BAPIMediaLibrary/Shared%20Documents/Datasheets/DuctUnits_temp_NoPrice-v17.pdf | https://bapisensors.sharepoint.com/sites/BAPIMediaLibrary/Shared%20Documents/Instructions/20787_INS_Duct_Passive_RTD_Therm.pdf
BA/10K3D2WP | BA/10K-3-D-2"-WP | TEMP SENSOR, DUCT, 10K TYPE III, 2.00" PROBE, METALLIC ENCL |  |  | https://bapisensors.sharepoint.com/sites/BAPIMediaLibrary/Shared%20Documents/Datasheets/DuctUnits_temp_NoPrice-v17.pdf | https://bapisensors.sharepoint.com/sites/BAPIMediaLibrary/Shared%20Documents/Instructions/20787_INS_Duct_Passive_RTD_Therm.pdf
BA/10K3D2NB15 | BA/10K-3-D-2"-NB-15' | TEMP SENSOR, DUCT, 10K TYPE III, 2.00" PROBE, NO ENCL |  |  | https://bapisensors.sharepoint.com/sites/BAPIMediaLibrary/Shared%20Documents/Datasheets/DuctUnits_temp_NoPrice-v17.pdf | https://bapisensors.sharepoint.com/sites/BAPIMediaLibrary/Shared%20Documents/Instructions/20787_INS_Duct_Passive_RTD_Therm.pdf
BA/10K3D2NB18 | BA/10K-3-D-2"-NB-18" | TEMP SENSOR, DUCT, 10K TYPE III, 2.00" PROBE, NO ENCL |  |  | https://bapisensors.sharepoint.com/sites/BAPIMediaLibrary/Shared%20Documents/Datasheets/DuctUnits_temp_NoPrice-v17.pdf | https://bapisensors.sharepoint.com/sites/BAPIMediaLibrary/Shared%20Documents/Instructions/20787_INS_Duct_Passive_RTD_Therm.pdf
BA/10K3D2NB5 | BA/10K-3-D-2"-NB-5' | TEMP SENSOR, DUCT, 10K TYPE III, 2.00" PROBE, NO ENCL |  |  | https://bapisensors.sharepoint.com/sites/BAPIMediaLibrary/Shared%20Documents/Datasheets/DuctUnits_temp_NoPrice-v17.pdf | https://bapisensors.sharepoint.com/sites/BAPIMediaLibrary/Shared%20Documents/Instructions/20787_INS_Duct_Passive_RTD_Therm.pdf
BA/10K3D20JB | BA/10K-3-D-20"-JB | TEMP SENSOR, DUCT, 10K TYPE III, 20.00" PROBE, METALLIC ENCL |  | https://bapisensors.sharepoint.com/sites/BAPIMediaLibrary/Shared%20Documents/Product%20Images/Duct_Temp_JBox_2020.png | https://bapisensors.sharepoint.com/sites/BAPIMediaLibrary/Shared%20Documents/Datasheets/DuctUnits_temp_NoPrice-v17.pdf | https://bapisensors.sharepoint.com/sites/BAPIMediaLibrary/Shared%20Documents/Instructions/20787_INS_Duct_Passive_RTD_Therm.pdf
BA/10K3-D24-JB | BA/10K3-D-24"-JB | TEMP SENSOR, DUCT, 10K TYPE III, 24.00" PROBE, METALLIC ENCL |  | https://bapisensors.sharepoint.com/sites/BAPIMediaLibrary/Shared%20Documents/Product%20Images/Duct_Temp_JBox_2020.png | https://bapisensors.sharepoint.com/sites/BAPIMediaLibrary/Shared%20Documents/Datasheets/DuctUnits_temp_NoPrice-v17.pdf | https://bapisensors.sharepoint.com/sites/BAPIMediaLibrary/Shared%20Documents/Instructions/20787_INS_Duct_Passive_RTD_Therm.pdf
BA/10K3D24WP | BA/10K-3-D-24"-WP | TEMP SENSOR, DUCT, 10K TYPE III, 24.00" PROBE, METALLIC ENCL |  |  | https://bapisensors.sharepoint.com/sites/BAPIMediaLibrary/Shared%20Documents/Datasheets/DuctUnits_temp_NoPrice-v17.pdf | https://bapisensors.sharepoint.com/sites/BAPIMediaLibrary/Shared%20Documents/Instructions/20787_INS_Duct_Passive_RTD_Therm.pdf
BA/10K3SD24JB | BA/10K-3-SD-24"-JB | TEMP SENSOR, DUCT, 10K TYPE III, 24.00" PROBE, METALLIC ENCL |  | https://bapisensors.sharepoint.com/sites/BAPIMediaLibrary/Shared%20Documents/Product%20Images/Duct_Temp_JBox_2020.png | https://bapisensors.sharepoint.com/sites/BAPIMediaLibrary/Shared%20Documents/Datasheets/Submersible_Duct_NoPrice-v17.pdf | https://bapisensors.sharepoint.com/sites/BAPIMediaLibrary/Shared%20Documents/Instructions/20905_ins_SubmersibleDuct_Passive.pdf
BA/10K3D24BB | BA/10K-3-D-24"-BB | TEMP SENSOR, DUCT, 10K TYPE III, 24.00" PROBE, POLY ENCL |  |  | https://bapisensors.sharepoint.com/sites/BAPIMediaLibrary/Shared%20Documents/Datasheets/Submersible_Duct_NoPrice-v17.pdf | https://bapisensors.sharepoint.com/sites/BAPIMediaLibrary/Shared%20Documents/Instructions/20905_ins_SubmersibleDuct_Passive.pdf
BA/10K3SD24BB | BA/10K-3-SD-24"-BB | TEMP SENSOR, DUCT, 10K TYPE III, 24.00" PROBE, POLY ENCL |  |  | https://bapisensors.sharepoint.com/sites/BAPIMediaLibrary/Shared%20Documents/Datasheets/Submersible_Duct_NoPrice-v17.pdf | https://bapisensors.sharepoint.com/sites/BAPIMediaLibrary/Shared%20Documents/Instructions/20905_ins_SubmersibleDuct_Passive.pdf
BA/10K3SD24BB2 | BA/10K-3-SD-24"-BB2 | TEMP SENSOR, DUCT, 10K TYPE III, 24.00" PROBE, POLY ENCL |  | https://bapisensors.sharepoint.com/sites/BAPIMediaLibrary/Shared%20Documents/Product%20Images/Duct_TempTrans_BB2_2020.png | https://bapisensors.sharepoint.com/sites/BAPIMediaLibrary/Shared%20Documents/Datasheets/Submersible_Duct_NoPrice-v17.pdf | https://bapisensors.sharepoint.com/sites/BAPIMediaLibrary/Shared%20Documents/Instructions/20905_ins_SubmersibleDuct_Passive.pdf
BA/10K3XPD24BB | BA/10K-3[XP]-D-24"-BB | TEMP SENSOR, DUCT, 10K TYPE III, 24.00" PROBE, POLY ENCL |  |  | https://bapisensors.sharepoint.com/sites/BAPIMediaLibrary/Shared%20Documents/Datasheets/DuctUnits_temp_NoPrice-v17.pdf | https://bapisensors.sharepoint.com/sites/BAPIMediaLibrary/Shared%20Documents/Instructions/20787_INS_Duct_Passive_RTD_Therm.pdf
BA/10K3D36JB | BA/10K-3-D-36"-JB | TEMP SENSOR, DUCT, 10K TYPE III, 36.00" PROBE, METALLIC ENCL |  | https://bapisensors.sharepoint.com/sites/BAPIMediaLibrary/Shared%20Documents/Product%20Images/Duct_Temp_JBox_2020.png | https://bapisensors.sharepoint.com/sites/BAPIMediaLibrary/Shared%20Documents/Datasheets/DuctUnits_temp_NoPrice-v17.pdf | https://bapisensors.sharepoint.com/sites/BAPIMediaLibrary/Shared%20Documents/Instructions/20787_INS_Duct_Passive_RTD_Therm.pdf
BA/10K3SD36BB2 | BA/10K-3-SD-36"-BB2 | TEMP SENSOR, DUCT, 10K TYPE III, 36.00" PROBE, POLY ENCL |  | https://bapisensors.sharepoint.com/sites/BAPIMediaLibrary/Shared%20Documents/Product%20Images/Duct_TempTrans_BB2_2020.png | https://bapisensors.sharepoint.com/sites/BAPIMediaLibrary/Shared%20Documents/Datasheets/Submersible_Duct_NoPrice-v17.pdf | https://bapisensors.sharepoint.com/sites/BAPIMediaLibrary/Shared%20Documents/Instructions/20905_ins_SubmersibleDuct_Passive.pdf
BA/10K3-D4-JB | BA/10K3-D-4"-JB | TEMP SENSOR, DUCT, 10K TYPE III, 4.00" PROBE, METALLIC ENCL |  | https://bapisensors.sharepoint.com/sites/BAPIMediaLibrary/Shared%20Documents/Product%20Images/Duct_Temp_JBox_2020.png | https://bapisensors.sharepoint.com/sites/BAPIMediaLibrary/Shared%20Documents/Datasheets/DuctUnits_temp_NoPrice-v17.pdf | https://bapisensors.sharepoint.com/sites/BAPIMediaLibrary/Shared%20Documents/Instructions/20787_INS_Duct_Passive_RTD_Therm.pdf
BA/10K3-D4-WP | BA/10K3-D-4"-WP | TEMP SENSOR, DUCT, 10K TYPE III, 4.00" PROBE, METALLIC ENCL |  |  | https://bapisensors.sharepoint.com/sites/BAPIMediaLibrary/Shared%20Documents/Datasheets/DuctUnits_temp_NoPrice-v17.pdf | https://bapisensors.sharepoint.com/sites/BAPIMediaLibrary/Shared%20Documents/Instructions/20787_INS_Duct_Passive_RTD_Therm.pdf
BA/10K3XPD4JB | BA/10K-3[XP]-D-4"-JB | TEMP SENSOR, DUCT, 10K TYPE III, 4.00" PROBE, METALLIC ENCL |  | https://bapisensors.sharepoint.com/sites/BAPIMediaLibrary/Shared%20Documents/Product%20Images/Duct_Temp_JBox_2020.png | https://bapisensors.sharepoint.com/sites/BAPIMediaLibrary/Shared%20Documents/Datasheets/DuctUnits_temp_NoPrice-v17.pdf | https://bapisensors.sharepoint.com/sites/BAPIMediaLibrary/Shared%20Documents/Instructions/20787_INS_Duct_Passive_RTD_Therm.pdf
BA/10K3-D4-NB | BA/10K3-D-4"-NB-18" | TEMP SENSOR, DUCT, 10K TYPE III, 4.00" PROBE, NO ENCL |  |  | https://bapisensors.sharepoint.com/sites/BAPIMediaLibrary/Shared%20Documents/Datasheets/DuctUnits_temp_NoPrice-v17.pdf | https://bapisensors.sharepoint.com/sites/BAPIMediaLibrary/Shared%20Documents/Instructions/20787_INS_Duct_Passive_RTD_Therm.pdf
BA/10K3D4NB10 | BA/10K-3-D-4"-NB-10' | TEMP SENSOR, DUCT, 10K TYPE III, 4.00" PROBE, NO ENCL |  |  | https://bapisensors.sharepoint.com/sites/BAPIMediaLibrary/Shared%20Documents/Datasheets/DuctUnits_temp_NoPrice-v17.pdf | https://bapisensors.sharepoint.com/sites/BAPIMediaLibrary/Shared%20Documents/Instructions/20787_INS_Duct_Passive_RTD_Therm.pdf
BA/10K3D4NB15 | BA/10K-3-D-4"-NB-15' | TEMP SENSOR, DUCT, 10K TYPE III, 4.00" PROBE, NO ENCL |  |  | https://bapisensors.sharepoint.com/sites/BAPIMediaLibrary/Shared%20Documents/Datasheets/DuctUnits_temp_NoPrice-v17.pdf | https://bapisensors.sharepoint.com/sites/BAPIMediaLibrary/Shared%20Documents/Instructions/20787_INS_Duct_Passive_RTD_Therm.pdf
BA/10K3D4NB18 | BA/10K-3-D-4"-NB-18" | TEMP SENSOR, DUCT, 10K TYPE III, 4.00" PROBE, NO ENCL |  |  | https://bapisensors.sharepoint.com/sites/BAPIMediaLibrary/Shared%20Documents/Datasheets/DuctUnits_temp_NoPrice-v17.pdf | https://bapisensors.sharepoint.com/sites/BAPIMediaLibrary/Shared%20Documents/Instructions/20787_INS_Duct_Passive_RTD_Therm.pdf
BA/10K3D4NB25 | BA/10K-3-D-4"-NB-25' | TEMP SENSOR, DUCT, 10K TYPE III, 4.00" PROBE, NO ENCL |  |  | https://bapisensors.sharepoint.com/sites/BAPIMediaLibrary/Shared%20Documents/Datasheets/DuctUnits_temp_NoPrice-v17.pdf | https://bapisensors.sharepoint.com/sites/BAPIMediaLibrary/Shared%20Documents/Instructions/20787_INS_Duct_Passive_RTD_Therm.pdf
BA/10K3D4NB5 | BA/10K-3-D-4"-NB-5' | TEMP SENSOR, DUCT, 10K TYPE III, 4.00" PROBE, NO ENCL |  |  | https://bapisensors.sharepoint.com/sites/BAPIMediaLibrary/Shared%20Documents/Datasheets/DuctUnits_temp_NoPrice-v17.pdf | https://bapisensors.sharepoint.com/sites/BAPIMediaLibrary/Shared%20Documents/Instructions/20787_INS_Duct_Passive_RTD_Therm.pdf
BA/10K3XPD4NB5 | BA/10K-3[XP]-D-4"-NB-5' | TEMP SENSOR, DUCT, 10K TYPE III, 4.00" PROBE, NO ENCL |  |  | https://bapisensors.sharepoint.com/sites/BAPIMediaLibrary/Shared%20Documents/Datasheets/DuctUnits_temp_NoPrice-v17.pdf | https://bapisensors.sharepoint.com/sites/BAPIMediaLibrary/Shared%20Documents/Instructions/20787_INS_Duct_Passive_RTD_Therm.pdf
BA/10K3D4BBX | BA/10K-3-D-4"-BBX | TEMP SENSOR, DUCT, 10K TYPE III, 4.00" PROBE, POLY |  |  | https://bapisensors.sharepoint.com/sites/BAPIMediaLibrary/Shared%20Documents/Datasheets/DuctUnits_temp_NoPrice-v17.pdf | https://bapisensors.sharepoint.com/sites/BAPIMediaLibrary/Shared%20Documents/Instructions/20787_INS_Duct_Passive_RTD_Therm.pdf
BA/10K3-D4-BB | BA/10K3-D-4"-BB | TEMP SENSOR, DUCT, 10K TYPE III, 4.00" PROBE, POLY ENCL |  |  | https://bapisensors.sharepoint.com/sites/BAPIMediaLibrary/Shared%20Documents/Datasheets/DuctUnits_temp_NoPrice-v17.pdf | https://bapisensors.sharepoint.com/sites/BAPIMediaLibrary/Shared%20Documents/Instructions/20787_INS_Duct_Passive_RTD_Therm.pdf
BA/10K3-D4-BB2 | BA/10K3-D-4"-BB2 | TEMP SENSOR, DUCT, 10K TYPE III, 4.00" PROBE, POLY ENCL |  | https://bapisensors.sharepoint.com/sites/BAPIMediaLibrary/Shared%20Documents/Product%20Images/Duct_TempTrans_BB2_2020.png | https://bapisensors.sharepoint.com/sites/BAPIMediaLibrary/Shared%20Documents/Datasheets/DuctUnits_temp_NoPrice-v17.pdf | https://bapisensors.sharepoint.com/sites/BAPIMediaLibrary/Shared%20Documents/Instructions/20787_INS_Duct_Passive_RTD_Therm.pdf
BA/10K3-D4-BB4 | BA/10K3-D-4"-BB4 | TEMP SENSOR, DUCT, 10K TYPE III, 4.00" PROBE, POLY ENCL |  |  | https://bapisensors.sharepoint.com/sites/BAPIMediaLibrary/Shared%20Documents/Datasheets/DuctUnits_temp_NoPrice-v17.pdf | https://bapisensors.sharepoint.com/sites/BAPIMediaLibrary/Shared%20Documents/Instructions/20787_INS_Duct_Passive_RTD_Therm.pdf
BA/10K3XPD4BB4 | BA/10K-3[XP]-D-4"-BB4 | TEMP SENSOR, DUCT, 10K TYPE III, 4.00" PROBE, POLY ENCL |  |  | https://bapisensors.sharepoint.com/sites/BAPIMediaLibrary/Shared%20Documents/Datasheets/DuctUnits_temp_NoPrice-v17.pdf | https://bapisensors.sharepoint.com/sites/BAPIMediaLibrary/Shared%20Documents/Instructions/20787_INS_Duct_Passive_RTD_Therm.pdf
BA/10K3XPD4BBTS | BA/10K-3[XP]-D-4"-BB-TS | TEMP SENSOR, DUCT, 10K TYPE III, 4.00" PROBE, POLY ENCL |  |  | https://bapisensors.sharepoint.com/sites/BAPIMediaLibrary/Shared%20Documents/Datasheets/DuctUnits_temp_NoPrice-v17.pdf | https://bapisensors.sharepoint.com/sites/BAPIMediaLibrary/Shared%20Documents/Instructions/20787_INS_Duct_Passive_RTD_Therm.pdf
BA/10K3D48JB | BA/10K-3-D-48"-JB | TEMP SENSOR, DUCT, 10K TYPE III, 48.00" PROBE, METALLIC ENCL |  | https://bapisensors.sharepoint.com/sites/BAPIMediaLibrary/Shared%20Documents/Product%20Images/Duct_Temp_JBox_2020.png | https://bapisensors.sharepoint.com/sites/BAPIMediaLibrary/Shared%20Documents/Datasheets/DuctUnits_temp_NoPrice-v17.pdf | https://bapisensors.sharepoint.com/sites/BAPIMediaLibrary/Shared%20Documents/Instructions/20787_INS_Duct_Passive_RTD_Therm.pdf
BA/10K3SD48WP | BA/10K-3-SD-48"-WP | TEMP SENSOR, DUCT, 10K TYPE III, 48.00" PROBE, METALLIC ENCL |  |  | https://bapisensors.sharepoint.com/sites/BAPIMediaLibrary/Shared%20Documents/Datasheets/Submersible_Duct_NoPrice-v17.pdf | https://bapisensors.sharepoint.com/sites/BAPIMediaLibrary/Shared%20Documents/Instructions/20905_ins_SubmersibleDuct_Passive.pdf
BA/10K-3-D-6" | BA/10K-3-D-6" | TEMP SENSOR, DUCT, 10K TYPE III, 6.00" PROBE, METALLIC ENCL |  |  | https://bapisensors.sharepoint.com/sites/BAPIMediaLibrary/Shared%20Documents/Datasheets/DuctUnits_temp_NoPrice-v17.pdf | https://bapisensors.sharepoint.com/sites/BAPIMediaLibrary/Shared%20Documents/Instructions/20787_INS_Duct_Passive_RTD_Therm.pdf
BA/10K3D6WP | BA/10K-3-D-6"-WP | TEMP SENSOR, DUCT, 10K TYPE III, 6.00" PROBE, METALLIC ENCL |  |  | https://bapisensors.sharepoint.com/sites/BAPIMediaLibrary/Shared%20Documents/Datasheets/DuctUnits_temp_NoPrice-v17.pdf | https://bapisensors.sharepoint.com/sites/BAPIMediaLibrary/Shared%20Documents/Instructions/20787_INS_Duct_Passive_RTD_Therm.pdf
BA/10K3XPD6JB | BA/10K-3[XP]-D-6"-JB | TEMP SENSOR, DUCT, 10K TYPE III, 6.00" PROBE, METALLIC ENCL |  | https://bapisensors.sharepoint.com/sites/BAPIMediaLibrary/Shared%20Documents/Product%20Images/Duct_Temp_JBox_2020.png | https://bapisensors.sharepoint.com/sites/BAPIMediaLibrary/Shared%20Documents/Datasheets/DuctUnits_temp_NoPrice-v17.pdf | https://bapisensors.sharepoint.com/sites/BAPIMediaLibrary/Shared%20Documents/Instructions/20787_INS_Duct_Passive_RTD_Therm.pdf
BA/10K3D6NB10 | BA/10K-3-D-6"-NB-10' | TEMP SENSOR, DUCT, 10K TYPE III, 6.00" PROBE, NO ENCL |  |  | https://bapisensors.sharepoint.com/sites/BAPIMediaLibrary/Shared%20Documents/Datasheets/DuctUnits_temp_NoPrice-v17.pdf | https://bapisensors.sharepoint.com/sites/BAPIMediaLibrary/Shared%20Documents/Instructions/20787_INS_Duct_Passive_RTD_Therm.pdf
BA/10K3D6NB15 | BA/10K-3-D-6"-NB-15' | TEMP SENSOR, DUCT, 10K TYPE III, 6.00" PROBE, NO ENCL |  |  | https://bapisensors.sharepoint.com/sites/BAPIMediaLibrary/Shared%20Documents/Datasheets/DuctUnits_temp_NoPrice-v17.pdf | https://bapisensors.sharepoint.com/sites/BAPIMediaLibrary/Shared%20Documents/Instructions/20787_INS_Duct_Passive_RTD_Therm.pdf
BA/10K3D6NB18 | BA/10K-3-D-6"-NB-18" | TEMP SENSOR, DUCT, 10K TYPE III, 6.00" PROBE, NO ENCL |  |  | https://bapisensors.sharepoint.com/sites/BAPIMediaLibrary/Shared%20Documents/Datasheets/DuctUnits_temp_NoPrice-v17.pdf | https://bapisensors.sharepoint.com/sites/BAPIMediaLibrary/Shared%20Documents/Instructions/20787_INS_Duct_Passive_RTD_Therm.pdf
BA/10K3D6BB | BA/10K-3-D-6"-BB | TEMP SENSOR, DUCT, 10K TYPE III, 6.00" PROBE, POLY ENCL |  |  | https://bapisensors.sharepoint.com/sites/BAPIMediaLibrary/Shared%20Documents/Datasheets/DuctUnits_temp_NoPrice-v17.pdf | https://bapisensors.sharepoint.com/sites/BAPIMediaLibrary/Shared%20Documents/Instructions/20787_INS_Duct_Passive_RTD_Therm.pdf
BA/10K3XPD6BB | BA/10K-3[XP]-D-6"-BB | TEMP SENSOR, DUCT, 10K TYPE III, 6.00" PROBE, POLY ENCL |  |  | https://bapisensors.sharepoint.com/sites/BAPIMediaLibrary/Shared%20Documents/Datasheets/DuctUnits_temp_NoPrice-v17.pdf | https://bapisensors.sharepoint.com/sites/BAPIMediaLibrary/Shared%20Documents/Instructions/20787_INS_Duct_Passive_RTD_Therm.pdf
BA/10K3-D8-JB | BA/10K3-D-8"-JB | TEMP SENSOR, DUCT, 10K TYPE III, 8.00" PROBE, METALLIC ENCL |  | https://bapisensors.sharepoint.com/sites/BAPIMediaLibrary/Shared%20Documents/Product%20Images/Duct_Temp_JBox_2020.png | https://bapisensors.sharepoint.com/sites/BAPIMediaLibrary/Shared%20Documents/Datasheets/DuctUnits_temp_NoPrice-v17.pdf | https://bapisensors.sharepoint.com/sites/BAPIMediaLibrary/Shared%20Documents/Instructions/20787_INS_Duct_Passive_RTD_Therm.pdf
BA/10K3-D8-WP | BA/10K3-D-8"-WP | TEMP SENSOR, DUCT, 10K TYPE III, 8.00" PROBE, METALLIC ENCL |  |  | https://bapisensors.sharepoint.com/sites/BAPIMediaLibrary/Shared%20Documents/Datasheets/DuctUnits_temp_NoPrice-v17.pdf | https://bapisensors.sharepoint.com/sites/BAPIMediaLibrary/Shared%20Documents/Instructions/20787_INS_Duct_Passive_RTD_Therm.pdf
BA/10K3XPD8JB | BA/10K-3[XP]-D-8"-JB | TEMP SENSOR, DUCT, 10K TYPE III, 8.00" PROBE, METALLIC ENCL |  | https://bapisensors.sharepoint.com/sites/BAPIMediaLibrary/Shared%20Documents/Product%20Images/Duct_Temp_JBox_2020.png | https://bapisensors.sharepoint.com/sites/BAPIMediaLibrary/Shared%20Documents/Datasheets/DuctUnits_temp_NoPrice-v17.pdf | https://bapisensors.sharepoint.com/sites/BAPIMediaLibrary/Shared%20Documents/Instructions/20787_INS_Duct_Passive_RTD_Therm.pdf
BA/10K3-D8-NB | BA/10K3-D-8"-NB-18" | TEMP SENSOR, DUCT, 10K TYPE III, 8.00" PROBE, NO ENCL |  |  | https://bapisensors.sharepoint.com/sites/BAPIMediaLibrary/Shared%20Documents/Datasheets/DuctUnits_temp_NoPrice-v17.pdf | https://bapisensors.sharepoint.com/sites/BAPIMediaLibrary/Shared%20Documents/Instructions/20787_INS_Duct_Passive_RTD_Therm.pdf
BA/10K3D8NB10 | BA/10K-3-D-8"-NB-10' | TEMP SENSOR, DUCT, 10K TYPE III, 8.00" PROBE, NO ENCL |  |  | https://bapisensors.sharepoint.com/sites/BAPIMediaLibrary/Shared%20Documents/Datasheets/DuctUnits_temp_NoPrice-v17.pdf | https://bapisensors.sharepoint.com/sites/BAPIMediaLibrary/Shared%20Documents/Instructions/20787_INS_Duct_Passive_RTD_Therm.pdf
BA/10K3D8NB15 | BA/10K-3-D-8"-NB-15' | TEMP SENSOR, DUCT, 10K TYPE III, 8.00" PROBE, NO ENCL |  |  | https://bapisensors.sharepoint.com/sites/BAPIMediaLibrary/Shared%20Documents/Datasheets/DuctUnits_temp_NoPrice-v17.pdf | https://bapisensors.sharepoint.com/sites/BAPIMediaLibrary/Shared%20Documents/Instructions/20787_INS_Duct_Passive_RTD_Therm.pdf
BA/10K3D8NB18 | BA/10K-3-D-8"-NB-18" | TEMP SENSOR, DUCT, 10K TYPE III, 8.00" PROBE, NO ENCL |  |  | https://bapisensors.sharepoint.com/sites/BAPIMediaLibrary/Shared%20Documents/Datasheets/DuctUnits_temp_NoPrice-v17.pdf | https://bapisensors.sharepoint.com/sites/BAPIMediaLibrary/Shared%20Documents/Instructions/20787_INS_Duct_Passive_RTD_Therm.pdf
BA/10K3D8NB25 | BA/10K-3-D-8"-NB-25' | TEMP SENSOR, DUCT, 10K TYPE III, 8.00" PROBE, NO ENCL |  |  | https://bapisensors.sharepoint.com/sites/BAPIMediaLibrary/Shared%20Documents/Datasheets/DuctUnits_temp_NoPrice-v17.pdf | https://bapisensors.sharepoint.com/sites/BAPIMediaLibrary/Shared%20Documents/Instructions/20787_INS_Duct_Passive_RTD_Therm.pdf
BA/10K3D8NB5 | BA/10K-3-D-8"-NB-5' | TEMP SENSOR, DUCT, 10K TYPE III, 8.00" PROBE, NO ENCL |  |  | https://bapisensors.sharepoint.com/sites/BAPIMediaLibrary/Shared%20Documents/Datasheets/DuctUnits_temp_NoPrice-v17.pdf | https://bapisensors.sharepoint.com/sites/BAPIMediaLibrary/Shared%20Documents/Instructions/20787_INS_Duct_Passive_RTD_Therm.pdf
BA/10K3D8BBX | BA/10K-3-D-8"-BBX | TEMP SENSOR, DUCT, 10K TYPE III, 8.00" PROBE, POLY |  |  | https://bapisensors.sharepoint.com/sites/BAPIMediaLibrary/Shared%20Documents/Datasheets/DuctUnits_temp_NoPrice-v17.pdf | https://bapisensors.sharepoint.com/sites/BAPIMediaLibrary/Shared%20Documents/Instructions/20787_INS_Duct_Passive_RTD_Therm.pdf
BA/10K3-D8-BB | BA/10K3-D-8"-BB | TEMP SENSOR, DUCT, 10K TYPE III, 8.00" PROBE, POLY ENCL |  |  | https://bapisensors.sharepoint.com/sites/BAPIMediaLibrary/Shared%20Documents/Datasheets/DuctUnits_temp_NoPrice-v17.pdf | https://bapisensors.sharepoint.com/sites/BAPIMediaLibrary/Shared%20Documents/Instructions/20787_INS_Duct_Passive_RTD_Therm.pdf
BA/10K3-D8-BB2 | BA/10K3-D-8"-BB2 | TEMP SENSOR, DUCT, 10K TYPE III, 8.00" PROBE, POLY ENCL |  | https://bapisensors.sharepoint.com/sites/BAPIMediaLibrary/Shared%20Documents/Product%20Images/Duct_TempTrans_BB2_2020.png | https://bapisensors.sharepoint.com/sites/BAPIMediaLibrary/Shared%20Documents/Datasheets/DuctUnits_temp_NoPrice-v17.pdf | https://bapisensors.sharepoint.com/sites/BAPIMediaLibrary/Shared%20Documents/Instructions/20787_INS_Duct_Passive_RTD_Therm.pdf
BA/10K3-D8-BB4 | BA/10K3-D-8"-BB4 | TEMP SENSOR, DUCT, 10K TYPE III, 8.00" PROBE, POLY ENCL |  |  | https://bapisensors.sharepoint.com/sites/BAPIMediaLibrary/Shared%20Documents/Datasheets/DuctUnits_temp_NoPrice-v17.pdf | https://bapisensors.sharepoint.com/sites/BAPIMediaLibrary/Shared%20Documents/Instructions/20787_INS_Duct_Passive_RTD_Therm.pdf
BA/10K3D8BB2TS | BA/10K-3-D-8"-BB2-TS | TEMP SENSOR, DUCT, 10K TYPE III, 8.00" PROBE, POLY ENCL |  | https://bapisensors.sharepoint.com/sites/BAPIMediaLibrary/Shared%20Documents/Product%20Images/Duct_TempTrans_BB2_2020.png | https://bapisensors.sharepoint.com/sites/BAPIMediaLibrary/Shared%20Documents/Datasheets/DuctUnits_temp_NoPrice-v17.pdf | https://bapisensors.sharepoint.com/sites/BAPIMediaLibrary/Shared%20Documents/Instructions/20787_INS_Duct_Passive_RTD_Therm.pdf
BA/10K3D8BBTS | BA/10K-3-D-8"-BB-TS | TEMP SENSOR, DUCT, 10K TYPE III, 8.00" PROBE, POLY ENCL |  |  | https://bapisensors.sharepoint.com/sites/BAPIMediaLibrary/Shared%20Documents/Datasheets/DuctUnits_temp_NoPrice-v17.pdf | https://bapisensors.sharepoint.com/sites/BAPIMediaLibrary/Shared%20Documents/Instructions/20787_INS_Duct_Passive_RTD_Therm.pdf
BA/1KNID12JB | BA/1K[NI]-D-12"-JB | TEMP SENSOR, DUCT, 1K NI RTD, 12.00" PROBE, METALLIC ENCL |  | https://bapisensors.sharepoint.com/sites/BAPIMediaLibrary/Shared%20Documents/Product%20Images/Duct_Temp_JBox_2020.png | https://bapisensors.sharepoint.com/sites/BAPIMediaLibrary/Shared%20Documents/Datasheets/DuctUnits_temp_NoPrice-v17.pdf | https://bapisensors.sharepoint.com/sites/BAPIMediaLibrary/Shared%20Documents/Instructions/20787_INS_Duct_Passive_RTD_Therm.pdf
BA/1KNID12WP | BA/1K[NI]-D-12"-WP | TEMP SENSOR, DUCT, 1K NI RTD, 12.00" PROBE, METALLIC ENCL |  |  | https://bapisensors.sharepoint.com/sites/BAPIMediaLibrary/Shared%20Documents/Datasheets/DuctUnits_temp_NoPrice-v17.pdf | https://bapisensors.sharepoint.com/sites/BAPIMediaLibrary/Shared%20Documents/Instructions/20787_INS_Duct_Passive_RTD_Therm.pdf
BA/1KNID12BB2TS | BA/1K[NI]-D-12"-BB2-TS | TEMP SENSOR, DUCT, 1K NI RTD, 12.00" PROBE, POLY ENCL |  | https://bapisensors.sharepoint.com/sites/BAPIMediaLibrary/Shared%20Documents/Product%20Images/Duct_TempTrans_BB2_2020.png | https://bapisensors.sharepoint.com/sites/BAPIMediaLibrary/Shared%20Documents/Datasheets/DuctUnits_temp_NoPrice-v17.pdf | https://bapisensors.sharepoint.com/sites/BAPIMediaLibrary/Shared%20Documents/Instructions/20787_INS_Duct_Passive_RTD_Therm.pdf
BA/1KNID12BBTS | BA/1K[NI]-D-12"-BB-TS | TEMP SENSOR, DUCT, 1K NI RTD, 12.00" PROBE, POLY ENCL |  |  | https://bapisensors.sharepoint.com/sites/BAPIMediaLibrary/Shared%20Documents/Datasheets/DuctUnits_temp_NoPrice-v17.pdf | https://bapisensors.sharepoint.com/sites/BAPIMediaLibrary/Shared%20Documents/Instructions/20787_INS_Duct_Passive_RTD_Therm.pdf
BA/1KNID18JB | BA/1K[NI]-D-18"-JB | TEMP SENSOR, DUCT, 1K NI RTD, 18.00" PROBE, METALLIC ENCL |  | https://bapisensors.sharepoint.com/sites/BAPIMediaLibrary/Shared%20Documents/Product%20Images/Duct_Temp_JBox_2020.png | https://bapisensors.sharepoint.com/sites/BAPIMediaLibrary/Shared%20Documents/Datasheets/DuctUnits_temp_NoPrice-v17.pdf | https://bapisensors.sharepoint.com/sites/BAPIMediaLibrary/Shared%20Documents/Instructions/20787_INS_Duct_Passive_RTD_Therm.pdf
BA/1KNID18WP | BA/1K[NI]-D-18"-WP | TEMP SENSOR, DUCT, 1K NI RTD, 18.00" PROBE, METALLIC ENCL |  |  | https://bapisensors.sharepoint.com/sites/BAPIMediaLibrary/Shared%20Documents/Datasheets/DuctUnits_temp_NoPrice-v17.pdf | https://bapisensors.sharepoint.com/sites/BAPIMediaLibrary/Shared%20Documents/Instructions/20787_INS_Duct_Passive_RTD_Therm.pdf
BA/1KNID18NB18 | BA/1K[NI]-D-18"-NB-18" | TEMP SENSOR, DUCT, 1K NI RTD, 18.00" PROBE, NO ENCL |  |  | https://bapisensors.sharepoint.com/sites/BAPIMediaLibrary/Shared%20Documents/Datasheets/DuctUnits_temp_NoPrice-v17.pdf | https://bapisensors.sharepoint.com/sites/BAPIMediaLibrary/Shared%20Documents/Instructions/20787_INS_Duct_Passive_RTD_Therm.pdf
BA/1KNID18BB2TS | BA/1K[NI]-D-18"-BB2-TS | TEMP SENSOR, DUCT, 1K NI RTD, 18.00" PROBE, POLY ENCL |  | https://bapisensors.sharepoint.com/sites/BAPIMediaLibrary/Shared%20Documents/Product%20Images/Duct_TempTrans_BB2_2020.png | https://bapisensors.sharepoint.com/sites/BAPIMediaLibrary/Shared%20Documents/Datasheets/DuctUnits_temp_NoPrice-v17.pdf | https://bapisensors.sharepoint.com/sites/BAPIMediaLibrary/Shared%20Documents/Instructions/20787_INS_Duct_Passive_RTD_Therm.pdf
BA/1KNID18BB4 | BA/1K[NI]-D-18"-BB4 | TEMP SENSOR, DUCT, 1K NI RTD, 18.00" PROBE, POLY ENCL |  |  | https://bapisensors.sharepoint.com/sites/BAPIMediaLibrary/Shared%20Documents/Datasheets/DuctUnits_temp_NoPrice-v17.pdf | https://bapisensors.sharepoint.com/sites/BAPIMediaLibrary/Shared%20Documents/Instructions/20787_INS_Duct_Passive_RTD_Therm.pdf
BA/1KNID18BBTS | BA/1K[NI]-D-18"-BB-TS | TEMP SENSOR, DUCT, 1K NI RTD, 18.00" PROBE, POLY ENCL |  |  | https://bapisensors.sharepoint.com/sites/BAPIMediaLibrary/Shared%20Documents/Datasheets/DuctUnits_temp_NoPrice-v17.pdf | https://bapisensors.sharepoint.com/sites/BAPIMediaLibrary/Shared%20Documents/Instructions/20787_INS_Duct_Passive_RTD_Therm.pdf
BA/1KNID2JB | BA/1K[NI]-D-2"-JB | TEMP SENSOR, DUCT, 1K NI RTD, 2.00" PROBE, METALLIC ENCL |  | https://bapisensors.sharepoint.com/sites/BAPIMediaLibrary/Shared%20Documents/Product%20Images/Duct_Temp_JBox_2020.png | https://bapisensors.sharepoint.com/sites/BAPIMediaLibrary/Shared%20Documents/Datasheets/DuctUnits_temp_NoPrice-v17.pdf | https://bapisensors.sharepoint.com/sites/BAPIMediaLibrary/Shared%20Documents/Instructions/20787_INS_Duct_Passive_RTD_Therm.pdf
BA/1KNID24JB | BA/1K[NI]-D-24"-JB | TEMP SENSOR, DUCT, 1K NI RTD, 24.00" PROBE, METALLIC ENCL |  | https://bapisensors.sharepoint.com/sites/BAPIMediaLibrary/Shared%20Documents/Product%20Images/Duct_Temp_JBox_2020.png | https://bapisensors.sharepoint.com/sites/BAPIMediaLibrary/Shared%20Documents/Datasheets/DuctUnits_temp_NoPrice-v17.pdf | https://bapisensors.sharepoint.com/sites/BAPIMediaLibrary/Shared%20Documents/Instructions/20787_INS_Duct_Passive_RTD_Therm.pdf
BA/1KNID4JB | BA/1K[NI]-D-4"-JB | TEMP SENSOR, DUCT, 1K NI RTD, 4.00" PROBE, METALLIC ENCL |  | https://bapisensors.sharepoint.com/sites/BAPIMediaLibrary/Shared%20Documents/Product%20Images/Duct_Temp_JBox_2020.png | https://bapisensors.sharepoint.com/sites/BAPIMediaLibrary/Shared%20Documents/Datasheets/DuctUnits_temp_NoPrice-v17.pdf | https://bapisensors.sharepoint.com/sites/BAPIMediaLibrary/Shared%20Documents/Instructions/20787_INS_Duct_Passive_RTD_Therm.pdf
BA/1KNID4WP | BA/1K[NI]-D-4"-WP | TEMP SENSOR, DUCT, 1K NI RTD, 4.00" PROBE, METALLIC ENCL |  |  | https://bapisensors.sharepoint.com/sites/BAPIMediaLibrary/Shared%20Documents/Datasheets/DuctUnits_temp_NoPrice-v17.pdf | https://bapisensors.sharepoint.com/sites/BAPIMediaLibrary/Shared%20Documents/Instructions/20787_INS_Duct_Passive_RTD_Therm.pdf
BA/1KNID4NB10 | BA/1K[NI]-D-4"-NB-10' | TEMP SENSOR, DUCT, 1K NI RTD, 4.00" PROBE, NO ENCL |  |  | https://bapisensors.sharepoint.com/sites/BAPIMediaLibrary/Shared%20Documents/Datasheets/DuctUnits_temp_NoPrice-v17.pdf | https://bapisensors.sharepoint.com/sites/BAPIMediaLibrary/Shared%20Documents/Instructions/20787_INS_Duct_Passive_RTD_Therm.pdf
BA/1KNID4NB18 | BA/1K[NI]-D-4"-NB-18" | TEMP SENSOR, DUCT, 1K NI RTD, 4.00" PROBE, NO ENCL |  |  | https://bapisensors.sharepoint.com/sites/BAPIMediaLibrary/Shared%20Documents/Datasheets/DuctUnits_temp_NoPrice-v17.pdf | https://bapisensors.sharepoint.com/sites/BAPIMediaLibrary/Shared%20Documents/Instructions/20787_INS_Duct_Passive_RTD_Therm.pdf
BA/1KNISD48WP | BA/1K[NI]-SD-48"-WP | TEMP SENSOR, DUCT, 1K NI RTD, 48.00" PROBE, METALLIC ENCL |  |  | https://bapisensors.sharepoint.com/sites/BAPIMediaLibrary/Shared%20Documents/Datasheets/Submersible_Duct_NoPrice-v17.pdf | https://bapisensors.sharepoint.com/sites/BAPIMediaLibrary/Shared%20Documents/Instructions/20905_ins_SubmersibleDuct_Passive.pdf
BA/1KNID6JB | BA/1K[NI]-D-6"-JB | TEMP SENSOR, DUCT, 1K NI RTD, 6.00" PROBE, METALLIC ENCL |  | https://bapisensors.sharepoint.com/sites/BAPIMediaLibrary/Shared%20Documents/Product%20Images/Duct_Temp_JBox_2020.png | https://bapisensors.sharepoint.com/sites/BAPIMediaLibrary/Shared%20Documents/Datasheets/DuctUnits_temp_NoPrice-v17.pdf | https://bapisensors.sharepoint.com/sites/BAPIMediaLibrary/Shared%20Documents/Instructions/20787_INS_Duct_Passive_RTD_Therm.pdf
BA/1KNID6NB5 | BA/1K[NI]-D-6"-NB-5' | TEMP SENSOR, DUCT, 1K NI RTD, 6.00" PROBE, NO ENCL |  |  | https://bapisensors.sharepoint.com/sites/BAPIMediaLibrary/Shared%20Documents/Datasheets/DuctUnits_temp_NoPrice-v17.pdf | https://bapisensors.sharepoint.com/sites/BAPIMediaLibrary/Shared%20Documents/Instructions/20787_INS_Duct_Passive_RTD_Therm.pdf
BA/1KNID8JB | BA/1K-NI-D-8"-JB | TEMP SENSOR, DUCT, 1K NI RTD, 8.00" PROBE, METALLIC ENCL |  | https://bapisensors.sharepoint.com/sites/BAPIMediaLibrary/Shared%20Documents/Product%20Images/Duct_Temp_JBox_2020.png | https://bapisensors.sharepoint.com/sites/BAPIMediaLibrary/Shared%20Documents/Datasheets/DuctUnits_temp_NoPrice-v17.pdf | https://bapisensors.sharepoint.com/sites/BAPIMediaLibrary/Shared%20Documents/Instructions/20787_INS_Duct_Passive_RTD_Therm.pdf
BA/1KNID8NB10 | BA/1K[NI]-D-8"-NB-10' | TEMP SENSOR, DUCT, 1K NI RTD, 8.00" PROBE, NO ENCL |  |  | https://bapisensors.sharepoint.com/sites/BAPIMediaLibrary/Shared%20Documents/Datasheets/DuctUnits_temp_NoPrice-v17.pdf | https://bapisensors.sharepoint.com/sites/BAPIMediaLibrary/Shared%20Documents/Instructions/20787_INS_Duct_Passive_RTD_Therm.pdf
BA/1KNID8NB5 | BA/1K[NI]-D-8"-NB-5' | TEMP SENSOR, DUCT, 1K NI RTD, 8.00" PROBE, NO ENCL |  |  | https://bapisensors.sharepoint.com/sites/BAPIMediaLibrary/Shared%20Documents/Datasheets/DuctUnits_temp_NoPrice-v17.pdf | https://bapisensors.sharepoint.com/sites/BAPIMediaLibrary/Shared%20Documents/Instructions/20787_INS_Duct_Passive_RTD_Therm.pdf
BA/1KNID8BB2 | BA/1K[NI]-D-8"-BB2 | TEMP SENSOR, DUCT, 1K NI RTD, 8.00" PROBE, POLY ENCL |  | https://bapisensors.sharepoint.com/sites/BAPIMediaLibrary/Shared%20Documents/Product%20Images/Duct_TempTrans_BB2_2020.png | https://bapisensors.sharepoint.com/sites/BAPIMediaLibrary/Shared%20Documents/Datasheets/DuctUnits_temp_NoPrice-v17.pdf | https://bapisensors.sharepoint.com/sites/BAPIMediaLibrary/Shared%20Documents/Instructions/20787_INS_Duct_Passive_RTD_Therm.pdf
BA/1K375-D12-JB | BA/1K375-D-12"-JB | TEMP SENSOR, DUCT, 1K RTD 375, 12.00" PROBE, METALLIC ENCL |  | https://bapisensors.sharepoint.com/sites/BAPIMediaLibrary/Shared%20Documents/Product%20Images/Duct_Temp_JBox_2020.png | https://bapisensors.sharepoint.com/sites/BAPIMediaLibrary/Shared%20Documents/Datasheets/DuctUnits_temp_NoPrice-v17.pdf | https://bapisensors.sharepoint.com/sites/BAPIMediaLibrary/Shared%20Documents/Instructions/20787_INS_Duct_Passive_RTD_Therm.pdf
BA/1K375-D12-WP | BA/1K375-D-12"-WP | TEMP SENSOR, DUCT, 1K RTD 375, 12.00" PROBE, METALLIC ENCL |  |  | https://bapisensors.sharepoint.com/sites/BAPIMediaLibrary/Shared%20Documents/Datasheets/DuctUnits_temp_NoPrice-v17.pdf | https://bapisensors.sharepoint.com/sites/BAPIMediaLibrary/Shared%20Documents/Instructions/20787_INS_Duct_Passive_RTD_Therm.pdf
BA/1K375-D12-NB | BA/1K375-D-12"-NB-18" | TEMP SENSOR, DUCT, 1K RTD 375, 12.00" PROBE, NO ENCL |  |  | https://bapisensors.sharepoint.com/sites/BAPIMediaLibrary/Shared%20Documents/Datasheets/DuctUnits_temp_NoPrice-v17.pdf | https://bapisensors.sharepoint.com/sites/BAPIMediaLibrary/Shared%20Documents/Instructions/20787_INS_Duct_Passive_RTD_Therm.pdf
BA/1K375D12NB5 | BA/1K[375]-D-12"-NB-5' | TEMP SENSOR, DUCT, 1K RTD 375, 12.00" PROBE, NO ENCL |  |  | https://bapisensors.sharepoint.com/sites/BAPIMediaLibrary/Shared%20Documents/Datasheets/DuctUnits_temp_NoPrice-v17.pdf | https://bapisensors.sharepoint.com/sites/BAPIMediaLibrary/Shared%20Documents/Instructions/20787_INS_Duct_Passive_RTD_Therm.pdf
BA/1K375-D12-B2 | BA/1K375-D-12"-BB2 | TEMP SENSOR, DUCT, 1K RTD 375, 12.00" PROBE, POLY ENCL |  | https://bapisensors.sharepoint.com/sites/BAPIMediaLibrary/Shared%20Documents/Product%20Images/Duct_TempTrans_BB2_2020.png | https://bapisensors.sharepoint.com/sites/BAPIMediaLibrary/Shared%20Documents/Datasheets/DuctUnits_temp_NoPrice-v17.pdf | https://bapisensors.sharepoint.com/sites/BAPIMediaLibrary/Shared%20Documents/Instructions/20787_INS_Duct_Passive_RTD_Therm.pdf
BA/1K375-D12-B4 | BA/1K375-D-12"-BB4 | TEMP SENSOR, DUCT, 1K RTD 375, 12.00" PROBE, POLY ENCL |  |  | https://bapisensors.sharepoint.com/sites/BAPIMediaLibrary/Shared%20Documents/Datasheets/DuctUnits_temp_NoPrice-v17.pdf | https://bapisensors.sharepoint.com/sites/BAPIMediaLibrary/Shared%20Documents/Instructions/20787_INS_Duct_Passive_RTD_Therm.pdf
BA/1K375-D12-BB | BA/1K375-D-12"-BB | TEMP SENSOR, DUCT, 1K RTD 375, 12.00" PROBE, POLY ENCL |  |  | https://bapisensors.sharepoint.com/sites/BAPIMediaLibrary/Shared%20Documents/Datasheets/DuctUnits_temp_NoPrice-v17.pdf | https://bapisensors.sharepoint.com/sites/BAPIMediaLibrary/Shared%20Documents/Instructions/20787_INS_Duct_Passive_RTD_Therm.pdf
BA/1K375-D18-JB | BA/1K375-D-18"-JB | TEMP SENSOR, DUCT, 1K RTD 375, 18.00" PROBE, METALLIC ENCL |  | https://bapisensors.sharepoint.com/sites/BAPIMediaLibrary/Shared%20Documents/Product%20Images/Duct_Temp_JBox_2020.png | https://bapisensors.sharepoint.com/sites/BAPIMediaLibrary/Shared%20Documents/Datasheets/DuctUnits_temp_NoPrice-v17.pdf | https://bapisensors.sharepoint.com/sites/BAPIMediaLibrary/Shared%20Documents/Instructions/20787_INS_Duct_Passive_RTD_Therm.pdf
BA/1K375-D18-WP | BA/1K375-D-18"-WP | TEMP SENSOR, DUCT, 1K RTD 375, 18.00" PROBE, METALLIC ENCL |  |  | https://bapisensors.sharepoint.com/sites/BAPIMediaLibrary/Shared%20Documents/Datasheets/DuctUnits_temp_NoPrice-v17.pdf | https://bapisensors.sharepoint.com/sites/BAPIMediaLibrary/Shared%20Documents/Instructions/20787_INS_Duct_Passive_RTD_Therm.pdf
BA/1K375-D18-NB | BA/1K375-D-18"-NB-18" | TEMP SENSOR, DUCT, 1K RTD 375, 18.00" PROBE, NO ENCL |  |  | https://bapisensors.sharepoint.com/sites/BAPIMediaLibrary/Shared%20Documents/Datasheets/DuctUnits_temp_NoPrice-v17.pdf | https://bapisensors.sharepoint.com/sites/BAPIMediaLibrary/Shared%20Documents/Instructions/20787_INS_Duct_Passive_RTD_Therm.pdf
BA/1K375-D18-BB | BA/1K375-D-18"-BB | TEMP SENSOR, DUCT, 1K RTD 375, 18.00" PROBE, POLY ENCL |  |  | https://bapisensors.sharepoint.com/sites/BAPIMediaLibrary/Shared%20Documents/Datasheets/DuctUnits_temp_NoPrice-v17.pdf | https://bapisensors.sharepoint.com/sites/BAPIMediaLibrary/Shared%20Documents/Instructions/20787_INS_Duct_Passive_RTD_Therm.pdf
BA/1K375-D18BB2 | BA/1K375-D-18"BB2 | TEMP SENSOR, DUCT, 1K RTD 375, 18.00" PROBE, POLY ENCL |  | https://bapisensors.sharepoint.com/sites/BAPIMediaLibrary/Shared%20Documents/Product%20Images/Duct_TempTrans_BB2_2020.png | https://bapisensors.sharepoint.com/sites/BAPIMediaLibrary/Shared%20Documents/Datasheets/DuctUnits_temp_NoPrice-v17.pdf | https://bapisensors.sharepoint.com/sites/BAPIMediaLibrary/Shared%20Documents/Instructions/20787_INS_Duct_Passive_RTD_Therm.pdf
BA/1K375-D18BB4 | BA/1K375-D-18"BB4 | TEMP SENSOR, DUCT, 1K RTD 375, 18.00" PROBE, POLY ENCL |  |  | https://bapisensors.sharepoint.com/sites/BAPIMediaLibrary/Shared%20Documents/Datasheets/DuctUnits_temp_NoPrice-v17.pdf | https://bapisensors.sharepoint.com/sites/BAPIMediaLibrary/Shared%20Documents/Instructions/20787_INS_Duct_Passive_RTD_Therm.pdf
BA/1K375D24JB | BA/1K[375]-D-24"-JB | TEMP SENSOR, DUCT, 1K RTD 375, 24.00" PROBE, METALLIC ENCL |  | https://bapisensors.sharepoint.com/sites/BAPIMediaLibrary/Shared%20Documents/Product%20Images/Duct_Temp_JBox_2020.png | https://bapisensors.sharepoint.com/sites/BAPIMediaLibrary/Shared%20Documents/Datasheets/DuctUnits_temp_NoPrice-v17.pdf | https://bapisensors.sharepoint.com/sites/BAPIMediaLibrary/Shared%20Documents/Instructions/20787_INS_Duct_Passive_RTD_Therm.pdf
BA/1K375SD24BB | BA/1K[375]-SD-24"-BB | TEMP SENSOR, DUCT, 1K RTD 375, 24.00" PROBE, POLY ENCL |  |  | https://bapisensors.sharepoint.com/sites/BAPIMediaLibrary/Shared%20Documents/Datasheets/Submersible_Duct_NoPrice-v17.pdf | https://bapisensors.sharepoint.com/sites/BAPIMediaLibrary/Shared%20Documents/Instructions/20905_ins_SubmersibleDuct_Passive.pdf
BA/1K375-D4-JB | BA/1K375-D-4"-JB | TEMP SENSOR, DUCT, 1K RTD 375, 4.00" PROBE, METALLIC ENCL |  | https://bapisensors.sharepoint.com/sites/BAPIMediaLibrary/Shared%20Documents/Product%20Images/Duct_Temp_JBox_2020.png | https://bapisensors.sharepoint.com/sites/BAPIMediaLibrary/Shared%20Documents/Datasheets/DuctUnits_temp_NoPrice-v17.pdf | https://bapisensors.sharepoint.com/sites/BAPIMediaLibrary/Shared%20Documents/Instructions/20787_INS_Duct_Passive_RTD_Therm.pdf
BA/1K375-D4-WP | BA/1K375-D-4"-WP | TEMP SENSOR, DUCT, 1K RTD 375, 4.00" PROBE, METALLIC ENCL |  |  | https://bapisensors.sharepoint.com/sites/BAPIMediaLibrary/Shared%20Documents/Datasheets/DuctUnits_temp_NoPrice-v17.pdf | https://bapisensors.sharepoint.com/sites/BAPIMediaLibrary/Shared%20Documents/Instructions/20787_INS_Duct_Passive_RTD_Therm.pdf
BA/1K375-D4-NB | BA/1K375-D-4"-NB-18" | TEMP SENSOR, DUCT, 1K RTD 375, 4.00" PROBE, NO ENCL |  |  | https://bapisensors.sharepoint.com/sites/BAPIMediaLibrary/Shared%20Documents/Datasheets/DuctUnits_temp_NoPrice-v17.pdf | https://bapisensors.sharepoint.com/sites/BAPIMediaLibrary/Shared%20Documents/Instructions/20787_INS_Duct_Passive_RTD_Therm.pdf
BA/1K375D4NB10 | BA/1K[375]-D-4"-NB-10' | TEMP SENSOR, DUCT, 1K RTD 375, 4.00" PROBE, NO ENCL |  |  | https://bapisensors.sharepoint.com/sites/BAPIMediaLibrary/Shared%20Documents/Datasheets/DuctUnits_temp_NoPrice-v17.pdf | https://bapisensors.sharepoint.com/sites/BAPIMediaLibrary/Shared%20Documents/Instructions/20787_INS_Duct_Passive_RTD_Therm.pdf
BA/1K375-D4-BB | BA/1K375-D-4"-BB | TEMP SENSOR, DUCT, 1K RTD 375, 4.00" PROBE, POLY ENCL |  |  | https://bapisensors.sharepoint.com/sites/BAPIMediaLibrary/Shared%20Documents/Datasheets/DuctUnits_temp_NoPrice-v17.pdf | https://bapisensors.sharepoint.com/sites/BAPIMediaLibrary/Shared%20Documents/Instructions/20787_INS_Duct_Passive_RTD_Therm.pdf
BA/1K375-D4-BB2 | BA/1K375-D-4"-BB2 | TEMP SENSOR, DUCT, 1K RTD 375, 4.00" PROBE, POLY ENCL |  | https://bapisensors.sharepoint.com/sites/BAPIMediaLibrary/Shared%20Documents/Product%20Images/Duct_TempTrans_BB2_2020.png | https://bapisensors.sharepoint.com/sites/BAPIMediaLibrary/Shared%20Documents/Datasheets/DuctUnits_temp_NoPrice-v17.pdf | https://bapisensors.sharepoint.com/sites/BAPIMediaLibrary/Shared%20Documents/Instructions/20787_INS_Duct_Passive_RTD_Therm.pdf
BA/1K375-D4-BB4 | BA/1K375-D-4"-BB4 | TEMP SENSOR, DUCT, 1K RTD 375, 4.00" PROBE, POLY ENCL |  |  | https://bapisensors.sharepoint.com/sites/BAPIMediaLibrary/Shared%20Documents/Datasheets/DuctUnits_temp_NoPrice-v17.pdf | https://bapisensors.sharepoint.com/sites/BAPIMediaLibrary/Shared%20Documents/Instructions/20787_INS_Duct_Passive_RTD_Therm.pdf
BA/1K375-D8-JB | BA/1K375-D-8"-JB | TEMP SENSOR, DUCT, 1K RTD 375, 8.00" PROBE, METALLIC ENCL |  | https://bapisensors.sharepoint.com/sites/BAPIMediaLibrary/Shared%20Documents/Product%20Images/Duct_Temp_JBox_2020.png | https://bapisensors.sharepoint.com/sites/BAPIMediaLibrary/Shared%20Documents/Datasheets/DuctUnits_temp_NoPrice-v17.pdf | https://bapisensors.sharepoint.com/sites/BAPIMediaLibrary/Shared%20Documents/Instructions/20787_INS_Duct_Passive_RTD_Therm.pdf
BA/1K375-D8-WP | BA/1K375-D-8"-WP | TEMP SENSOR, DUCT, 1K RTD 375, 8.00" PROBE, METALLIC ENCL |  |  | https://bapisensors.sharepoint.com/sites/BAPIMediaLibrary/Shared%20Documents/Datasheets/DuctUnits_temp_NoPrice-v17.pdf | https://bapisensors.sharepoint.com/sites/BAPIMediaLibrary/Shared%20Documents/Instructions/20787_INS_Duct_Passive_RTD_Therm.pdf
BA/1K375-D8-NB | BA/1K375-D-8"-NB-18" | TEMP SENSOR, DUCT, 1K RTD 375, 8.00" PROBE, NO ENCL |  |  | https://bapisensors.sharepoint.com/sites/BAPIMediaLibrary/Shared%20Documents/Datasheets/DuctUnits_temp_NoPrice-v17.pdf | https://bapisensors.sharepoint.com/sites/BAPIMediaLibrary/Shared%20Documents/Instructions/20787_INS_Duct_Passive_RTD_Therm.pdf
BA/1K375D8NB10 | BA/1K[375]-D-8"-NB-10' | TEMP SENSOR, DUCT, 1K RTD 375, 8.00" PROBE, NO ENCL |  |  | https://bapisensors.sharepoint.com/sites/BAPIMediaLibrary/Shared%20Documents/Datasheets/DuctUnits_temp_NoPrice-v17.pdf | https://bapisensors.sharepoint.com/sites/BAPIMediaLibrary/Shared%20Documents/Instructions/20787_INS_Duct_Passive_RTD_Therm.pdf
BA/1K375-D8-BB | BA/1K375-D-8"-BB | TEMP SENSOR, DUCT, 1K RTD 375, 8.00" PROBE, POLY ENCL |  |  | https://bapisensors.sharepoint.com/sites/BAPIMediaLibrary/Shared%20Documents/Datasheets/DuctUnits_temp_NoPrice-v17.pdf | https://bapisensors.sharepoint.com/sites/BAPIMediaLibrary/Shared%20Documents/Instructions/20787_INS_Duct_Passive_RTD_Therm.pdf
BA/1K375-D8-BB2 | BA/1K375-D-8"-BB2 | TEMP SENSOR, DUCT, 1K RTD 375, 8.00" PROBE, POLY ENCL |  | https://bapisensors.sharepoint.com/sites/BAPIMediaLibrary/Shared%20Documents/Product%20Images/Duct_TempTrans_BB2_2020.png | https://bapisensors.sharepoint.com/sites/BAPIMediaLibrary/Shared%20Documents/Datasheets/DuctUnits_temp_NoPrice-v17.pdf | https://bapisensors.sharepoint.com/sites/BAPIMediaLibrary/Shared%20Documents/Instructions/20787_INS_Duct_Passive_RTD_Therm.pdf
BA/1K375-D8-BB4 | BA/1K375-D-8"-BB4 | TEMP SENSOR, DUCT, 1K RTD 375, 8.00" PROBE, POLY ENCL |  |  | https://bapisensors.sharepoint.com/sites/BAPIMediaLibrary/Shared%20Documents/Datasheets/DuctUnits_temp_NoPrice-v17.pdf | https://bapisensors.sharepoint.com/sites/BAPIMediaLibrary/Shared%20Documents/Instructions/20787_INS_Duct_Passive_RTD_Therm.pdf
BA/1K-D12-JB | BA/1K-D-12"-JB | TEMP SENSOR, DUCT, 1K RTD 385, 12.00" PROBE, METALLIC ENCL |  | https://bapisensors.sharepoint.com/sites/BAPIMediaLibrary/Shared%20Documents/Product%20Images/Duct_Temp_JBox_2020.png | https://bapisensors.sharepoint.com/sites/BAPIMediaLibrary/Shared%20Documents/Datasheets/DuctUnits_temp_NoPrice-v17.pdf | https://bapisensors.sharepoint.com/sites/BAPIMediaLibrary/Shared%20Documents/Instructions/20787_INS_Duct_Passive_RTD_Therm.pdf
BA/1K-D12-WP | BA/1K-D-12"-WP | TEMP SENSOR, DUCT, 1K RTD 385, 12.00" PROBE, METALLIC ENCL |  |  | https://bapisensors.sharepoint.com/sites/BAPIMediaLibrary/Shared%20Documents/Datasheets/DuctUnits_temp_NoPrice-v17.pdf | https://bapisensors.sharepoint.com/sites/BAPIMediaLibrary/Shared%20Documents/Instructions/20787_INS_Duct_Passive_RTD_Therm.pdf
BA/1KAD12JB | BA/1K[A]-D-12"-JB | TEMP SENSOR, DUCT, 1K RTD 385, 12.00" PROBE, METALLIC ENCL |  | https://bapisensors.sharepoint.com/sites/BAPIMediaLibrary/Shared%20Documents/Product%20Images/Duct_Temp_JBox_2020.png | https://bapisensors.sharepoint.com/sites/BAPIMediaLibrary/Shared%20Documents/Datasheets/DuctUnits_temp_NoPrice-v17.pdf | https://bapisensors.sharepoint.com/sites/BAPIMediaLibrary/Shared%20Documents/Instructions/20787_INS_Duct_Passive_RTD_Therm.pdf
BA/1K-D12-NB | BA/1K-D-12"-NB-18" | TEMP SENSOR, DUCT, 1K RTD 385, 12.00" PROBE, NO ENCL |  |  | https://bapisensors.sharepoint.com/sites/BAPIMediaLibrary/Shared%20Documents/Datasheets/DuctUnits_temp_NoPrice-v17.pdf | https://bapisensors.sharepoint.com/sites/BAPIMediaLibrary/Shared%20Documents/Instructions/20787_INS_Duct_Passive_RTD_Therm.pdf
BA/1KD12NB10 | BA/1K-D-12"-NB-10' | TEMP SENSOR, DUCT, 1K RTD 385, 12.00" PROBE, NO ENCL |  |  | https://bapisensors.sharepoint.com/sites/BAPIMediaLibrary/Shared%20Documents/Datasheets/DuctUnits_temp_NoPrice-v17.pdf | https://bapisensors.sharepoint.com/sites/BAPIMediaLibrary/Shared%20Documents/Instructions/20787_INS_Duct_Passive_RTD_Therm.pdf
BA/1KD12NB15 | BA/1K-D-12"-NB-15' | TEMP SENSOR, DUCT, 1K RTD 385, 12.00" PROBE, NO ENCL |  |  | https://bapisensors.sharepoint.com/sites/BAPIMediaLibrary/Shared%20Documents/Datasheets/DuctUnits_temp_NoPrice-v17.pdf | https://bapisensors.sharepoint.com/sites/BAPIMediaLibrary/Shared%20Documents/Instructions/20787_INS_Duct_Passive_RTD_Therm.pdf
BA/1KD12NB25 | BA/1K-D-12"-NB-25' | TEMP SENSOR, DUCT, 1K RTD 385, 12.00" PROBE, NO ENCL |  |  | https://bapisensors.sharepoint.com/sites/BAPIMediaLibrary/Shared%20Documents/Datasheets/DuctUnits_temp_NoPrice-v17.pdf | https://bapisensors.sharepoint.com/sites/BAPIMediaLibrary/Shared%20Documents/Instructions/20787_INS_Duct_Passive_RTD_Therm.pdf
BA/1KD12NB5 | BA/1K-D-12"-NB-5' | TEMP SENSOR, DUCT, 1K RTD 385, 12.00" PROBE, NO ENCL |  |  | https://bapisensors.sharepoint.com/sites/BAPIMediaLibrary/Shared%20Documents/Datasheets/DuctUnits_temp_NoPrice-v17.pdf | https://bapisensors.sharepoint.com/sites/BAPIMediaLibrary/Shared%20Documents/Instructions/20787_INS_Duct_Passive_RTD_Therm.pdf
BA/1KSD12 | BA/1K-SD-12"-JB | TEMP SENSOR, DUCT, 1K RTD 385, 12.00" PROBE, NO ENCL |  | https://bapisensors.sharepoint.com/sites/BAPIMediaLibrary/Shared%20Documents/Product%20Images/Duct_Temp_JBox_2020.png | https://bapisensors.sharepoint.com/sites/BAPIMediaLibrary/Shared%20Documents/Datasheets/Submersible_Duct_NoPrice-v17.pdf | https://bapisensors.sharepoint.com/sites/BAPIMediaLibrary/Shared%20Documents/Instructions/20905_ins_SubmersibleDuct_Passive.pdf
BA/1K-D12-BB | BA/1K-D-12"-BB | TEMP SENSOR, DUCT, 1K RTD 385, 12.00" PROBE, POLY ENCL |  |  | https://bapisensors.sharepoint.com/sites/BAPIMediaLibrary/Shared%20Documents/Datasheets/DuctUnits_temp_NoPrice-v17.pdf | https://bapisensors.sharepoint.com/sites/BAPIMediaLibrary/Shared%20Documents/Instructions/20787_INS_Duct_Passive_RTD_Therm.pdf
BA/1K-D12-BB2 | BA/1K-D-12"-BB2 | TEMP SENSOR, DUCT, 1K RTD 385, 12.00" PROBE, POLY ENCL |  | https://bapisensors.sharepoint.com/sites/BAPIMediaLibrary/Shared%20Documents/Product%20Images/Duct_TempTrans_BB2_2020.png | https://bapisensors.sharepoint.com/sites/BAPIMediaLibrary/Shared%20Documents/Datasheets/DuctUnits_temp_NoPrice-v17.pdf | https://bapisensors.sharepoint.com/sites/BAPIMediaLibrary/Shared%20Documents/Instructions/20787_INS_Duct_Passive_RTD_Therm.pdf
BA/1K-D12-BB4 | BA/1K-D-12"-BB4 | TEMP SENSOR, DUCT, 1K RTD 385, 12.00" PROBE, POLY ENCL |  |  | https://bapisensors.sharepoint.com/sites/BAPIMediaLibrary/Shared%20Documents/Datasheets/DuctUnits_temp_NoPrice-v17.pdf | https://bapisensors.sharepoint.com/sites/BAPIMediaLibrary/Shared%20Documents/Instructions/20787_INS_Duct_Passive_RTD_Therm.pdf
BA/1KAD12BB2 | BA/1K[A]-D-12"-BB2 | TEMP SENSOR, DUCT, 1K RTD 385, 12.00" PROBE, POLY ENCL |  | https://bapisensors.sharepoint.com/sites/BAPIMediaLibrary/Shared%20Documents/Product%20Images/Duct_TempTrans_BB2_2020.png | https://bapisensors.sharepoint.com/sites/BAPIMediaLibrary/Shared%20Documents/Datasheets/DuctUnits_temp_NoPrice-v17.pdf | https://bapisensors.sharepoint.com/sites/BAPIMediaLibrary/Shared%20Documents/Instructions/20787_INS_Duct_Passive_RTD_Therm.pdf
BA/1KD12BB2TS | BA/1K-D-12"-BB2-TS | TEMP SENSOR, DUCT, 1K RTD 385, 12.00" PROBE, POLY ENCL |  | https://bapisensors.sharepoint.com/sites/BAPIMediaLibrary/Shared%20Documents/Product%20Images/Duct_TempTrans_BB2_2020.png | https://bapisensors.sharepoint.com/sites/BAPIMediaLibrary/Shared%20Documents/Datasheets/DuctUnits_temp_NoPrice-v17.pdf | https://bapisensors.sharepoint.com/sites/BAPIMediaLibrary/Shared%20Documents/Instructions/20787_INS_Duct_Passive_RTD_Therm.pdf
BA/1KD12BBTS | BA/1K-D-12"-BB-TS | TEMP SENSOR, DUCT, 1K RTD 385, 12.00" PROBE, POLY ENCL |  |  | https://bapisensors.sharepoint.com/sites/BAPIMediaLibrary/Shared%20Documents/Datasheets/DuctUnits_temp_NoPrice-v17.pdf | https://bapisensors.sharepoint.com/sites/BAPIMediaLibrary/Shared%20Documents/Instructions/20787_INS_Duct_Passive_RTD_Therm.pdf
BA/1K-D18-JB | BA/1K-D-18"-JB | TEMP SENSOR, DUCT, 1K RTD 385, 18.00" PROBE, METALLIC ENCL |  | https://bapisensors.sharepoint.com/sites/BAPIMediaLibrary/Shared%20Documents/Product%20Images/Duct_Temp_JBox_2020.png | https://bapisensors.sharepoint.com/sites/BAPIMediaLibrary/Shared%20Documents/Datasheets/DuctUnits_temp_NoPrice-v17.pdf | https://bapisensors.sharepoint.com/sites/BAPIMediaLibrary/Shared%20Documents/Instructions/20787_INS_Duct_Passive_RTD_Therm.pdf
BA/1K-D18-WP | BA/1K-D-18"-WP | TEMP SENSOR, DUCT, 1K RTD 385, 18.00" PROBE, METALLIC ENCL |  |  | https://bapisensors.sharepoint.com/sites/BAPIMediaLibrary/Shared%20Documents/Datasheets/DuctUnits_temp_NoPrice-v17.pdf | https://bapisensors.sharepoint.com/sites/BAPIMediaLibrary/Shared%20Documents/Instructions/20787_INS_Duct_Passive_RTD_Therm.pdf
BA/1KSD18JB | BA/1K-SD-18"-JB | TEMP SENSOR, DUCT, 1K RTD 385, 18.00" PROBE, METALLIC ENCL |  | https://bapisensors.sharepoint.com/sites/BAPIMediaLibrary/Shared%20Documents/Product%20Images/Duct_Temp_JBox_2020.png | https://bapisensors.sharepoint.com/sites/BAPIMediaLibrary/Shared%20Documents/Datasheets/Submersible_Duct_NoPrice-v17.pdf | https://bapisensors.sharepoint.com/sites/BAPIMediaLibrary/Shared%20Documents/Instructions/20905_ins_SubmersibleDuct_Passive.pdf
BA/1K-D18-NB | BA/1K-D-18"-NB-18" | TEMP SENSOR, DUCT, 1K RTD 385, 18.00" PROBE, NO ENCL |  |  | https://bapisensors.sharepoint.com/sites/BAPIMediaLibrary/Shared%20Documents/Datasheets/DuctUnits_temp_NoPrice-v17.pdf | https://bapisensors.sharepoint.com/sites/BAPIMediaLibrary/Shared%20Documents/Instructions/20787_INS_Duct_Passive_RTD_Therm.pdf
BA/1KD18NB10 | BA/1K-D-18"-NB-10' | TEMP SENSOR, DUCT, 1K RTD 385, 18.00" PROBE, NO ENCL |  |  | https://bapisensors.sharepoint.com/sites/BAPIMediaLibrary/Shared%20Documents/Datasheets/DuctUnits_temp_NoPrice-v17.pdf | https://bapisensors.sharepoint.com/sites/BAPIMediaLibrary/Shared%20Documents/Instructions/20787_INS_Duct_Passive_RTD_Therm.pdf
BA/1KD18NB15 | BA/1K-D-18"-NB-15' | TEMP SENSOR, DUCT, 1K RTD 385, 18.00" PROBE, NO ENCL |  |  | https://bapisensors.sharepoint.com/sites/BAPIMediaLibrary/Shared%20Documents/Datasheets/DuctUnits_temp_NoPrice-v17.pdf | https://bapisensors.sharepoint.com/sites/BAPIMediaLibrary/Shared%20Documents/Instructions/20787_INS_Duct_Passive_RTD_Therm.pdf
BA/1KD18NB5 | BA/1K-D-18"-NB-5' | TEMP SENSOR, DUCT, 1K RTD 385, 18.00" PROBE, NO ENCL |  |  | https://bapisensors.sharepoint.com/sites/BAPIMediaLibrary/Shared%20Documents/Datasheets/DuctUnits_temp_NoPrice-v17.pdf | https://bapisensors.sharepoint.com/sites/BAPIMediaLibrary/Shared%20Documents/Instructions/20787_INS_Duct_Passive_RTD_Therm.pdf
BA/1K-D18-BB | BA/1K-D-18"-BB | TEMP SENSOR, DUCT, 1K RTD 385, 18.00" PROBE, POLY ENCL |  |  | https://bapisensors.sharepoint.com/sites/BAPIMediaLibrary/Shared%20Documents/Datasheets/DuctUnits_temp_NoPrice-v17.pdf | https://bapisensors.sharepoint.com/sites/BAPIMediaLibrary/Shared%20Documents/Instructions/20787_INS_Duct_Passive_RTD_Therm.pdf
BA/1K-D18-BB2 | BA/1K-D-18"-BB2 | TEMP SENSOR, DUCT, 1K RTD 385, 18.00" PROBE, POLY ENCL |  | https://bapisensors.sharepoint.com/sites/BAPIMediaLibrary/Shared%20Documents/Product%20Images/Duct_TempTrans_BB2_2020.png | https://bapisensors.sharepoint.com/sites/BAPIMediaLibrary/Shared%20Documents/Datasheets/DuctUnits_temp_NoPrice-v17.pdf | https://bapisensors.sharepoint.com/sites/BAPIMediaLibrary/Shared%20Documents/Instructions/20787_INS_Duct_Passive_RTD_Therm.pdf
BA/1K-D18-BB4 | BA/1K-D-18"-BB4 | TEMP SENSOR, DUCT, 1K RTD 385, 18.00" PROBE, POLY ENCL |  |  | https://bapisensors.sharepoint.com/sites/BAPIMediaLibrary/Shared%20Documents/Datasheets/DuctUnits_temp_NoPrice-v17.pdf | https://bapisensors.sharepoint.com/sites/BAPIMediaLibrary/Shared%20Documents/Instructions/20787_INS_Duct_Passive_RTD_Therm.pdf
BA/1KD2JB | BA/1K-D-2"-JB | TEMP SENSOR, DUCT, 1K RTD 385, 2.00" PROBE, METALLIC ENCL |  | https://bapisensors.sharepoint.com/sites/BAPIMediaLibrary/Shared%20Documents/Product%20Images/Duct_Temp_JBox_2020.png | https://bapisensors.sharepoint.com/sites/BAPIMediaLibrary/Shared%20Documents/Datasheets/DuctUnits_temp_NoPrice-v17.pdf | https://bapisensors.sharepoint.com/sites/BAPIMediaLibrary/Shared%20Documents/Instructions/20787_INS_Duct_Passive_RTD_Therm.pdf
BA/1KD2NB18 | BA/1K-D-2"-NB-18" | TEMP SENSOR, DUCT, 1K RTD 385, 2.00" PROBE, NO ENCL |  |  | https://bapisensors.sharepoint.com/sites/BAPIMediaLibrary/Shared%20Documents/Datasheets/DuctUnits_temp_NoPrice-v17.pdf | https://bapisensors.sharepoint.com/sites/BAPIMediaLibrary/Shared%20Documents/Instructions/20787_INS_Duct_Passive_RTD_Therm.pdf
BA/1KD2NB5 | BA/1K-D-2"-NB-5' | TEMP SENSOR, DUCT, 1K RTD 385, 2.00" PROBE, NO ENCL |  |  | https://bapisensors.sharepoint.com/sites/BAPIMediaLibrary/Shared%20Documents/Datasheets/DuctUnits_temp_NoPrice-v17.pdf | https://bapisensors.sharepoint.com/sites/BAPIMediaLibrary/Shared%20Documents/Instructions/20787_INS_Duct_Passive_RTD_Therm.pdf
BA/1KD24JB | BA/1K-D-24"-JB | TEMP SENSOR, DUCT, 1K RTD 385, 24.00" PROBE, METALLIC ENCL |  | https://bapisensors.sharepoint.com/sites/BAPIMediaLibrary/Shared%20Documents/Product%20Images/Duct_Temp_JBox_2020.png | https://bapisensors.sharepoint.com/sites/BAPIMediaLibrary/Shared%20Documents/Datasheets/DuctUnits_temp_NoPrice-v17.pdf | https://bapisensors.sharepoint.com/sites/BAPIMediaLibrary/Shared%20Documents/Instructions/20787_INS_Duct_Passive_RTD_Therm.pdf
BA/1K-SD-24 | BA/1K-SD-24"-JB | TEMP SENSOR, DUCT, 1K RTD 385, 24.00" PROBE, NO ENCL |  | https://bapisensors.sharepoint.com/sites/BAPIMediaLibrary/Shared%20Documents/Product%20Images/Duct_Temp_JBox_2020.png | https://bapisensors.sharepoint.com/sites/BAPIMediaLibrary/Shared%20Documents/Datasheets/Submersible_Duct_NoPrice-v17.pdf | https://bapisensors.sharepoint.com/sites/BAPIMediaLibrary/Shared%20Documents/Instructions/20905_ins_SubmersibleDuct_Passive.pdf
BA/1KAD24BBTB | BA/1K[A]-D-24"-BB-TB | TEMP SENSOR, DUCT, 1K RTD 385, 24.00" PROBE, POLY ENCL |  |  | https://bapisensors.sharepoint.com/sites/BAPIMediaLibrary/Shared%20Documents/Datasheets/DuctUnits_temp_NoPrice-v17.pdf | https://bapisensors.sharepoint.com/sites/BAPIMediaLibrary/Shared%20Documents/Instructions/20787_INS_Duct_Passive_RTD_Therm.pdf
BA/1KSD24BB | BA/1K-SD-24"-BB | TEMP SENSOR, DUCT, 1K RTD 385, 24.00" PROBE, POLY ENCL |  |  | https://bapisensors.sharepoint.com/sites/BAPIMediaLibrary/Shared%20Documents/Datasheets/Submersible_Duct_NoPrice-v17.pdf | https://bapisensors.sharepoint.com/sites/BAPIMediaLibrary/Shared%20Documents/Instructions/20905_ins_SubmersibleDuct_Passive.pdf
BA/1KD30JB | BA/1K-D-30"-JB | TEMP SENSOR, DUCT, 1K RTD 385, 30.00" PROBE, METALLIC ENCL |  | https://bapisensors.sharepoint.com/sites/BAPIMediaLibrary/Shared%20Documents/Product%20Images/Duct_Temp_JBox_2020.png | https://bapisensors.sharepoint.com/sites/BAPIMediaLibrary/Shared%20Documents/Datasheets/DuctUnits_temp_NoPrice-v17.pdf | https://bapisensors.sharepoint.com/sites/BAPIMediaLibrary/Shared%20Documents/Instructions/20787_INS_Duct_Passive_RTD_Therm.pdf
BA/1KD36JB | BA/1K-D-36"-JB | TEMP SENSOR, DUCT, 1K RTD 385, 36.00" PROBE, METALLIC ENCL |  | https://bapisensors.sharepoint.com/sites/BAPIMediaLibrary/Shared%20Documents/Product%20Images/Duct_Temp_JBox_2020.png | https://bapisensors.sharepoint.com/sites/BAPIMediaLibrary/Shared%20Documents/Datasheets/DuctUnits_temp_NoPrice-v17.pdf | https://bapisensors.sharepoint.com/sites/BAPIMediaLibrary/Shared%20Documents/Instructions/20787_INS_Duct_Passive_RTD_Therm.pdf
BA/1KD36SSJB | BA/1K-D-36"-SS-JB | TEMP SENSOR, DUCT, 1K RTD 385, 36.00" PROBE, METALLIC ENCL |  | https://bapisensors.sharepoint.com/sites/BAPIMediaLibrary/Shared%20Documents/Product%20Images/Duct_Temp_JBox_2020.png | https://bapisensors.sharepoint.com/sites/BAPIMediaLibrary/Shared%20Documents/Datasheets/DuctUnits_temp_NoPrice-v17.pdf | https://bapisensors.sharepoint.com/sites/BAPIMediaLibrary/Shared%20Documents/Instructions/20787_INS_Duct_Passive_RTD_Therm.pdf
BA/1K-D4-JB | BA/1K-D-4"-JB | TEMP SENSOR, DUCT, 1K RTD 385, 4.00" PROBE, METALLIC ENCL |  | https://bapisensors.sharepoint.com/sites/BAPIMediaLibrary/Shared%20Documents/Product%20Images/Duct_Temp_JBox_2020.png | https://bapisensors.sharepoint.com/sites/BAPIMediaLibrary/Shared%20Documents/Datasheets/DuctUnits_temp_NoPrice-v17.pdf | https://bapisensors.sharepoint.com/sites/BAPIMediaLibrary/Shared%20Documents/Instructions/20787_INS_Duct_Passive_RTD_Therm.pdf
BA/1K-D4-WP | BA/1K-D-4"-WP | TEMP SENSOR, DUCT, 1K RTD 385, 4.00" PROBE, METALLIC ENCL |  |  | https://bapisensors.sharepoint.com/sites/BAPIMediaLibrary/Shared%20Documents/Datasheets/DuctUnits_temp_NoPrice-v17.pdf | https://bapisensors.sharepoint.com/sites/BAPIMediaLibrary/Shared%20Documents/Instructions/20787_INS_Duct_Passive_RTD_Therm.pdf
BA/1K-D-4-NB-10 | BA/1K-D-4"-NB-10' | TEMP SENSOR, DUCT, 1K RTD 385, 4.00" PROBE, NO ENCL |  |  | https://bapisensors.sharepoint.com/sites/BAPIMediaLibrary/Shared%20Documents/Datasheets/DuctUnits_temp_NoPrice-v17.pdf | https://bapisensors.sharepoint.com/sites/BAPIMediaLibrary/Shared%20Documents/Instructions/20787_INS_Duct_Passive_RTD_Therm.pdf
BA/1K-D-4-NB-18 | BA/1K-D-4-NB-18" | TEMP SENSOR, DUCT, 1K RTD 385, 4.00" PROBE, NO ENCL |  |  | https://bapisensors.sharepoint.com/sites/BAPIMediaLibrary/Shared%20Documents/Datasheets/DuctUnits_temp_NoPrice-v17.pdf | https://bapisensors.sharepoint.com/sites/BAPIMediaLibrary/Shared%20Documents/Instructions/20787_INS_Duct_Passive_RTD_Therm.pdf
BA/1K-D4-NB | BA/1K-D-4"-NB-18" | TEMP SENSOR, DUCT, 1K RTD 385, 4.00" PROBE, NO ENCL |  |  | https://bapisensors.sharepoint.com/sites/BAPIMediaLibrary/Shared%20Documents/Datasheets/DuctUnits_temp_NoPrice-v17.pdf | https://bapisensors.sharepoint.com/sites/BAPIMediaLibrary/Shared%20Documents/Instructions/20787_INS_Duct_Passive_RTD_Therm.pdf
BA/1KD4NB15 | BA/1K-D-4"-NB-15' | TEMP SENSOR, DUCT, 1K RTD 385, 4.00" PROBE, NO ENCL |  |  | https://bapisensors.sharepoint.com/sites/BAPIMediaLibrary/Shared%20Documents/Datasheets/DuctUnits_temp_NoPrice-v17.pdf | https://bapisensors.sharepoint.com/sites/BAPIMediaLibrary/Shared%20Documents/Instructions/20787_INS_Duct_Passive_RTD_Therm.pdf
BA/1KD4NB25 | BA/1K-D-4"-NB-25' | TEMP SENSOR, DUCT, 1K RTD 385, 4.00" PROBE, NO ENCL |  |  | https://bapisensors.sharepoint.com/sites/BAPIMediaLibrary/Shared%20Documents/Datasheets/DuctUnits_temp_NoPrice-v17.pdf | https://bapisensors.sharepoint.com/sites/BAPIMediaLibrary/Shared%20Documents/Instructions/20787_INS_Duct_Passive_RTD_Therm.pdf
BA/1KD4NB5 | BA/1K-D-4"-NB-5' | TEMP SENSOR, DUCT, 1K RTD 385, 4.00" PROBE, NO ENCL |  |  | https://bapisensors.sharepoint.com/sites/BAPIMediaLibrary/Shared%20Documents/Datasheets/DuctUnits_temp_NoPrice-v17.pdf | https://bapisensors.sharepoint.com/sites/BAPIMediaLibrary/Shared%20Documents/Instructions/20787_INS_Duct_Passive_RTD_Therm.pdf
BA/1KD4NB8 | BA/1K-D-4"-NB-8' | TEMP SENSOR, DUCT, 1K RTD 385, 4.00" PROBE, NO ENCL |  |  | https://bapisensors.sharepoint.com/sites/BAPIMediaLibrary/Shared%20Documents/Datasheets/DuctUnits_temp_NoPrice-v17.pdf | https://bapisensors.sharepoint.com/sites/BAPIMediaLibrary/Shared%20Documents/Instructions/20787_INS_Duct_Passive_RTD_Therm.pdf
BA/1K-D4-BB | BA/1K-D-4"-BB | TEMP SENSOR, DUCT, 1K RTD 385, 4.00" PROBE, POLY ENCL |  |  | https://bapisensors.sharepoint.com/sites/BAPIMediaLibrary/Shared%20Documents/Datasheets/DuctUnits_temp_NoPrice-v17.pdf | https://bapisensors.sharepoint.com/sites/BAPIMediaLibrary/Shared%20Documents/Instructions/20787_INS_Duct_Passive_RTD_Therm.pdf
BA/1K-D4-BB2 | BA/1K-D-4"-BB2 | TEMP SENSOR, DUCT, 1K RTD 385, 4.00" PROBE, POLY ENCL |  | https://bapisensors.sharepoint.com/sites/BAPIMediaLibrary/Shared%20Documents/Product%20Images/Duct_TempTrans_BB2_2020.png | https://bapisensors.sharepoint.com/sites/BAPIMediaLibrary/Shared%20Documents/Datasheets/DuctUnits_temp_NoPrice-v17.pdf | https://bapisensors.sharepoint.com/sites/BAPIMediaLibrary/Shared%20Documents/Instructions/20787_INS_Duct_Passive_RTD_Therm.pdf
BA/1K-D4-BB4 | BA/1K-D-4"-BB4 | TEMP SENSOR, DUCT, 1K RTD 385, 4.00" PROBE, POLY ENCL |  |  | https://bapisensors.sharepoint.com/sites/BAPIMediaLibrary/Shared%20Documents/Datasheets/DuctUnits_temp_NoPrice-v17.pdf | https://bapisensors.sharepoint.com/sites/BAPIMediaLibrary/Shared%20Documents/Instructions/20787_INS_Duct_Passive_RTD_Therm.pdf
BA/1KD4BB2TS | BA/1K-D-4"-BB2-TS | TEMP SENSOR, DUCT, 1K RTD 385, 4.00" PROBE, POLY ENCL |  | https://bapisensors.sharepoint.com/sites/BAPIMediaLibrary/Shared%20Documents/Product%20Images/Duct_TempTrans_BB2_2020.png | https://bapisensors.sharepoint.com/sites/BAPIMediaLibrary/Shared%20Documents/Datasheets/DuctUnits_temp_NoPrice-v17.pdf | https://bapisensors.sharepoint.com/sites/BAPIMediaLibrary/Shared%20Documents/Instructions/20787_INS_Duct_Passive_RTD_Therm.pdf
BA/1KD48JB | BA/1K-D-48"-JB | TEMP SENSOR, DUCT, 1K RTD 385, 48.00" PROBE, METALLIC ENCL |  | https://bapisensors.sharepoint.com/sites/BAPIMediaLibrary/Shared%20Documents/Product%20Images/Duct_Temp_JBox_2020.png | https://bapisensors.sharepoint.com/sites/BAPIMediaLibrary/Shared%20Documents/Datasheets/DuctUnits_temp_NoPrice-v17.pdf | https://bapisensors.sharepoint.com/sites/BAPIMediaLibrary/Shared%20Documents/Instructions/20787_INS_Duct_Passive_RTD_Therm.pdf
BA/1KSD48 | BA/1K-SD-48"-JB | TEMP SENSOR, DUCT, 1K RTD 385, 48.00" PROBE, NO ENCL |  | https://bapisensors.sharepoint.com/sites/BAPIMediaLibrary/Shared%20Documents/Product%20Images/Duct_Temp_JBox_2020.png | https://bapisensors.sharepoint.com/sites/BAPIMediaLibrary/Shared%20Documents/Datasheets/Submersible_Duct_NoPrice-v17.pdf | https://bapisensors.sharepoint.com/sites/BAPIMediaLibrary/Shared%20Documents/Instructions/20905_ins_SubmersibleDuct_Passive.pdf
BA/1KD48BB | BA/1K-D-48"-BB | TEMP SENSOR, DUCT, 1K RTD 385, 48.00" PROBE, POLY ENCL |  |  | https://bapisensors.sharepoint.com/sites/BAPIMediaLibrary/Shared%20Documents/Datasheets/DuctUnits_temp_NoPrice-v17.pdf | https://bapisensors.sharepoint.com/sites/BAPIMediaLibrary/Shared%20Documents/Instructions/20787_INS_Duct_Passive_RTD_Therm.pdf
BA/1KD48BB2 | BA/1K-D-48"-BB2 | TEMP SENSOR, DUCT, 1K RTD 385, 48.00" PROBE, POLY ENCL |  | https://bapisensors.sharepoint.com/sites/BAPIMediaLibrary/Shared%20Documents/Product%20Images/Duct_TempTrans_BB2_2020.png | https://bapisensors.sharepoint.com/sites/BAPIMediaLibrary/Shared%20Documents/Datasheets/DuctUnits_temp_NoPrice-v17.pdf | https://bapisensors.sharepoint.com/sites/BAPIMediaLibrary/Shared%20Documents/Instructions/20787_INS_Duct_Passive_RTD_Therm.pdf
BA/1KD6JB | BA/1K-D-6" | TEMP SENSOR, DUCT, 1K RTD 385, 6.00" PROBE, METALLIC ENCL |  |  | https://bapisensors.sharepoint.com/sites/BAPIMediaLibrary/Shared%20Documents/Datasheets/DuctUnits_temp_NoPrice-v17.pdf | https://bapisensors.sharepoint.com/sites/BAPIMediaLibrary/Shared%20Documents/Instructions/20787_INS_Duct_Passive_RTD_Therm.pdf
BA/1KD6NB10 | BA/1K-D-6"-NB-10' | TEMP SENSOR, DUCT, 1K RTD 385, 6.00" PROBE, NO ENCL |  |  | https://bapisensors.sharepoint.com/sites/BAPIMediaLibrary/Shared%20Documents/Datasheets/DuctUnits_temp_NoPrice-v17.pdf | https://bapisensors.sharepoint.com/sites/BAPIMediaLibrary/Shared%20Documents/Instructions/20787_INS_Duct_Passive_RTD_Therm.pdf
BA/1KD6NB18 | BA/1K-D-6"-NB-18" | TEMP SENSOR, DUCT, 1K RTD 385, 6.00" PROBE, NO ENCL |  |  | https://bapisensors.sharepoint.com/sites/BAPIMediaLibrary/Shared%20Documents/Datasheets/DuctUnits_temp_NoPrice-v17.pdf | https://bapisensors.sharepoint.com/sites/BAPIMediaLibrary/Shared%20Documents/Instructions/20787_INS_Duct_Passive_RTD_Therm.pdf
BA/1K-D8-JB | BA/1K-D-8"-JB | TEMP SENSOR, DUCT, 1K RTD 385, 8.00" PROBE, METALLIC ENCL |  | https://bapisensors.sharepoint.com/sites/BAPIMediaLibrary/Shared%20Documents/Product%20Images/Duct_Temp_JBox_2020.png | https://bapisensors.sharepoint.com/sites/BAPIMediaLibrary/Shared%20Documents/Datasheets/DuctUnits_temp_NoPrice-v17.pdf | https://bapisensors.sharepoint.com/sites/BAPIMediaLibrary/Shared%20Documents/Instructions/20787_INS_Duct_Passive_RTD_Therm.pdf
BA/1K-D8-WP | BA/1K-D-8"-WP | TEMP SENSOR, DUCT, 1K RTD 385, 8.00" PROBE, METALLIC ENCL |  |  | https://bapisensors.sharepoint.com/sites/BAPIMediaLibrary/Shared%20Documents/Datasheets/DuctUnits_temp_NoPrice-v17.pdf | https://bapisensors.sharepoint.com/sites/BAPIMediaLibrary/Shared%20Documents/Instructions/20787_INS_Duct_Passive_RTD_Therm.pdf
BA/1KAD8JB | BA/1K[A]-D-8"-JB | TEMP SENSOR, DUCT, 1K RTD 385, 8.00" PROBE, METALLIC ENCL |  | https://bapisensors.sharepoint.com/sites/BAPIMediaLibrary/Shared%20Documents/Product%20Images/Duct_Temp_JBox_2020.png | https://bapisensors.sharepoint.com/sites/BAPIMediaLibrary/Shared%20Documents/Datasheets/DuctUnits_temp_NoPrice-v17.pdf | https://bapisensors.sharepoint.com/sites/BAPIMediaLibrary/Shared%20Documents/Instructions/20787_INS_Duct_Passive_RTD_Therm.pdf
BA/1K-D-8-NB-10 | BA/1K-D-8"-NB-10' | TEMP SENSOR, DUCT, 1K RTD 385, 8.00" PROBE, NO ENCL |  |  | https://bapisensors.sharepoint.com/sites/BAPIMediaLibrary/Shared%20Documents/Datasheets/DuctUnits_temp_NoPrice-v17.pdf | https://bapisensors.sharepoint.com/sites/BAPIMediaLibrary/Shared%20Documents/Instructions/20787_INS_Duct_Passive_RTD_Therm.pdf
BA/1K-D-8-NB-15 | BA/1K-D-8"-NB-15' | TEMP SENSOR, DUCT, 1K RTD 385, 8.00" PROBE, NO ENCL |  |  | https://bapisensors.sharepoint.com/sites/BAPIMediaLibrary/Shared%20Documents/Datasheets/DuctUnits_temp_NoPrice-v17.pdf | https://bapisensors.sharepoint.com/sites/BAPIMediaLibrary/Shared%20Documents/Instructions/20787_INS_Duct_Passive_RTD_Therm.pdf
BA/1K-D-8-NB-18 | BA/1K-D-8"-NB-18" | TEMP SENSOR, DUCT, 1K RTD 385, 8.00" PROBE, NO ENCL |  |  | https://bapisensors.sharepoint.com/sites/BAPIMediaLibrary/Shared%20Documents/Datasheets/DuctUnits_temp_NoPrice-v17.pdf | https://bapisensors.sharepoint.com/sites/BAPIMediaLibrary/Shared%20Documents/Instructions/20787_INS_Duct_Passive_RTD_Therm.pdf
BA/1KD8NB12 | BA/1K-D-8"-NB-12" | TEMP SENSOR, DUCT, 1K RTD 385, 8.00" PROBE, NO ENCL |  |  | https://bapisensors.sharepoint.com/sites/BAPIMediaLibrary/Shared%20Documents/Datasheets/DuctUnits_temp_NoPrice-v17.pdf | https://bapisensors.sharepoint.com/sites/BAPIMediaLibrary/Shared%20Documents/Instructions/20787_INS_Duct_Passive_RTD_Therm.pdf
BA/1KD8NB5 | BA/1K-D-8"-NB-5' | TEMP SENSOR, DUCT, 1K RTD 385, 8.00" PROBE, NO ENCL |  |  | https://bapisensors.sharepoint.com/sites/BAPIMediaLibrary/Shared%20Documents/Datasheets/DuctUnits_temp_NoPrice-v17.pdf | https://bapisensors.sharepoint.com/sites/BAPIMediaLibrary/Shared%20Documents/Instructions/20787_INS_Duct_Passive_RTD_Therm.pdf
BA/1K-D-8-BB-TS | BA/1K-D-8"-BB-TS | TEMP SENSOR, DUCT, 1K RTD 385, 8.00" PROBE, POLY ENCL |  |  | https://bapisensors.sharepoint.com/sites/BAPIMediaLibrary/Shared%20Documents/Datasheets/DuctUnits_temp_NoPrice-v17.pdf | https://bapisensors.sharepoint.com/sites/BAPIMediaLibrary/Shared%20Documents/Instructions/20787_INS_Duct_Passive_RTD_Therm.pdf
BA/1K-D8-BB | BA/1K-D-8"-BB | TEMP SENSOR, DUCT, 1K RTD 385, 8.00" PROBE, POLY ENCL |  |  | https://bapisensors.sharepoint.com/sites/BAPIMediaLibrary/Shared%20Documents/Datasheets/DuctUnits_temp_NoPrice-v17.pdf | https://bapisensors.sharepoint.com/sites/BAPIMediaLibrary/Shared%20Documents/Instructions/20787_INS_Duct_Passive_RTD_Therm.pdf
BA/1K-D8-BB2 | BA/1K-D-8"-BB2 | TEMP SENSOR, DUCT, 1K RTD 385, 8.00" PROBE, POLY ENCL |  | https://bapisensors.sharepoint.com/sites/BAPIMediaLibrary/Shared%20Documents/Product%20Images/Duct_TempTrans_BB2_2020.png | https://bapisensors.sharepoint.com/sites/BAPIMediaLibrary/Shared%20Documents/Datasheets/DuctUnits_temp_NoPrice-v17.pdf | https://bapisensors.sharepoint.com/sites/BAPIMediaLibrary/Shared%20Documents/Instructions/20787_INS_Duct_Passive_RTD_Therm.pdf
BA/1K-D8-BB4 | BA/1K-D-8"-BB4 | TEMP SENSOR, DUCT, 1K RTD 385, 8.00" PROBE, POLY ENCL |  |  | https://bapisensors.sharepoint.com/sites/BAPIMediaLibrary/Shared%20Documents/Datasheets/DuctUnits_temp_NoPrice-v17.pdf | https://bapisensors.sharepoint.com/sites/BAPIMediaLibrary/Shared%20Documents/Instructions/20787_INS_Duct_Passive_RTD_Therm.pdf
BA/1KD8BB2TS | BA/1K-D-8"-BB2-TS | TEMP SENSOR, DUCT, 1K RTD 385, 8.00" PROBE, POLY ENCL |  | https://bapisensors.sharepoint.com/sites/BAPIMediaLibrary/Shared%20Documents/Product%20Images/Duct_TempTrans_BB2_2020.png | https://bapisensors.sharepoint.com/sites/BAPIMediaLibrary/Shared%20Documents/Datasheets/DuctUnits_temp_NoPrice-v17.pdf | https://bapisensors.sharepoint.com/sites/BAPIMediaLibrary/Shared%20Documents/Instructions/20787_INS_Duct_Passive_RTD_Therm.pdf
BA/2.2KD12JB | BA/2.2K-D-12"-JB | TEMP SENSOR, DUCT, 2.252K, 12.00" PROBE, METALLIC ENCL |  | https://bapisensors.sharepoint.com/sites/BAPIMediaLibrary/Shared%20Documents/Product%20Images/Duct_Temp_JBox_2020.png | https://bapisensors.sharepoint.com/sites/BAPIMediaLibrary/Shared%20Documents/Datasheets/DuctUnits_temp_NoPrice-v17.pdf | https://bapisensors.sharepoint.com/sites/BAPIMediaLibrary/Shared%20Documents/Instructions/20787_INS_Duct_Passive_RTD_Therm.pdf
BA/2.2KD12BB2 | BA/2.2K-D-12"-BB2 | TEMP SENSOR, DUCT, 2.252K, 12.00" PROBE, POLY ENCL |  | https://bapisensors.sharepoint.com/sites/BAPIMediaLibrary/Shared%20Documents/Product%20Images/Duct_TempTrans_BB2_2020.png | https://bapisensors.sharepoint.com/sites/BAPIMediaLibrary/Shared%20Documents/Datasheets/DuctUnits_temp_NoPrice-v17.pdf | https://bapisensors.sharepoint.com/sites/BAPIMediaLibrary/Shared%20Documents/Instructions/20787_INS_Duct_Passive_RTD_Therm.pdf
BA/2.2KD8JB | BA/2.2K-D-8"-JB | TEMP SENSOR, DUCT, 2.252K, 8.00" PROBE, METALLIC ENCL |  | https://bapisensors.sharepoint.com/sites/BAPIMediaLibrary/Shared%20Documents/Product%20Images/Duct_Temp_JBox_2020.png | https://bapisensors.sharepoint.com/sites/BAPIMediaLibrary/Shared%20Documents/Datasheets/DuctUnits_temp_NoPrice-v17.pdf | https://bapisensors.sharepoint.com/sites/BAPIMediaLibrary/Shared%20Documents/Instructions/20787_INS_Duct_Passive_RTD_Therm.pdf
BA/2.2KD8BB4 | BA/2.2K-D-8"-BB4 | TEMP SENSOR, DUCT, 2.252K, 8.00" PROBE, POLY ENCL |  |  | https://bapisensors.sharepoint.com/sites/BAPIMediaLibrary/Shared%20Documents/Datasheets/DuctUnits_temp_NoPrice-v17.pdf | https://bapisensors.sharepoint.com/sites/BAPIMediaLibrary/Shared%20Documents/Instructions/20787_INS_Duct_Passive_RTD_Therm.pdf
BA/20KD10NB10 | BA/20K-D-10"-NB-10' | TEMP SENSOR, DUCT, 20K, 10.00" PROBE, NO ENCL |  |  | https://bapisensors.sharepoint.com/sites/BAPIMediaLibrary/Shared%20Documents/Datasheets/DuctUnits_temp_NoPrice-v17.pdf | https://bapisensors.sharepoint.com/sites/BAPIMediaLibrary/Shared%20Documents/Instructions/20787_INS_Duct_Passive_RTD_Therm.pdf
BA/20KD12JB | BA/20K-D-12"-JB | TEMP SENSOR, DUCT, 20K, 12.00" PROBE, METALLIC ENCL |  | https://bapisensors.sharepoint.com/sites/BAPIMediaLibrary/Shared%20Documents/Product%20Images/Duct_Temp_JBox_2020.png | https://bapisensors.sharepoint.com/sites/BAPIMediaLibrary/Shared%20Documents/Datasheets/DuctUnits_temp_NoPrice-v17.pdf | https://bapisensors.sharepoint.com/sites/BAPIMediaLibrary/Shared%20Documents/Instructions/20787_INS_Duct_Passive_RTD_Therm.pdf
BA/20KD12WP | BA/20K-D-12"-WP | TEMP SENSOR, DUCT, 20K, 12.00" PROBE, METALLIC ENCL |  |  | https://bapisensors.sharepoint.com/sites/BAPIMediaLibrary/Shared%20Documents/Datasheets/DuctUnits_temp_NoPrice-v17.pdf | https://bapisensors.sharepoint.com/sites/BAPIMediaLibrary/Shared%20Documents/Instructions/20787_INS_Duct_Passive_RTD_Therm.pdf
BA/20KD12NB18 | BA/20K-D-12"-NB-18" | TEMP SENSOR, DUCT, 20K, 12.00" PROBE, NO ENCL |  |  | https://bapisensors.sharepoint.com/sites/BAPIMediaLibrary/Shared%20Documents/Datasheets/DuctUnits_temp_NoPrice-v17.pdf | https://bapisensors.sharepoint.com/sites/BAPIMediaLibrary/Shared%20Documents/Instructions/20787_INS_Duct_Passive_RTD_Therm.pdf
BA/20KD12BB2TS | BA/20K-D-12"-BB2-TS | TEMP SENSOR, DUCT, 20K, 12.00" PROBE, POLY ENCL |  | https://bapisensors.sharepoint.com/sites/BAPIMediaLibrary/Shared%20Documents/Product%20Images/Duct_TempTrans_BB2_2020.png | https://bapisensors.sharepoint.com/sites/BAPIMediaLibrary/Shared%20Documents/Datasheets/DuctUnits_temp_NoPrice-v17.pdf | https://bapisensors.sharepoint.com/sites/BAPIMediaLibrary/Shared%20Documents/Instructions/20787_INS_Duct_Passive_RTD_Therm.pdf
BA/20KD12BBTS | BA/20K-D-12"-BB-TS | TEMP SENSOR, DUCT, 20K, 12.00" PROBE, POLY ENCL |  |  | https://bapisensors.sharepoint.com/sites/BAPIMediaLibrary/Shared%20Documents/Datasheets/DuctUnits_temp_NoPrice-v17.pdf | https://bapisensors.sharepoint.com/sites/BAPIMediaLibrary/Shared%20Documents/Instructions/20787_INS_Duct_Passive_RTD_Therm.pdf
BA/20KD18JB | BA/20K-D-18"-JB | TEMP SENSOR, DUCT, 20K, 18.00" PROBE, METALLIC ENCL |  | https://bapisensors.sharepoint.com/sites/BAPIMediaLibrary/Shared%20Documents/Product%20Images/Duct_Temp_JBox_2020.png | https://bapisensors.sharepoint.com/sites/BAPIMediaLibrary/Shared%20Documents/Datasheets/DuctUnits_temp_NoPrice-v17.pdf | https://bapisensors.sharepoint.com/sites/BAPIMediaLibrary/Shared%20Documents/Instructions/20787_INS_Duct_Passive_RTD_Therm.pdf
BA/20KD18WP | BA/20K-D-18"-WP | TEMP SENSOR, DUCT, 20K, 18.00" PROBE, METALLIC ENCL |  |  | https://bapisensors.sharepoint.com/sites/BAPIMediaLibrary/Shared%20Documents/Datasheets/DuctUnits_temp_NoPrice-v17.pdf | https://bapisensors.sharepoint.com/sites/BAPIMediaLibrary/Shared%20Documents/Instructions/20787_INS_Duct_Passive_RTD_Therm.pdf
BA/20KD18BB | BA/20K-D-18"-BB | TEMP SENSOR, DUCT, 20K, 18.00" PROBE, POLY ENCL |  |  | https://bapisensors.sharepoint.com/sites/BAPIMediaLibrary/Shared%20Documents/Datasheets/DuctUnits_temp_NoPrice-v17.pdf | https://bapisensors.sharepoint.com/sites/BAPIMediaLibrary/Shared%20Documents/Instructions/20787_INS_Duct_Passive_RTD_Therm.pdf
BA/20KD18BB4 | BA/20K-D-18"-BB4 | TEMP SENSOR, DUCT, 20K, 18.00" PROBE, POLY ENCL |  |  | https://bapisensors.sharepoint.com/sites/BAPIMediaLibrary/Shared%20Documents/Datasheets/DuctUnits_temp_NoPrice-v17.pdf | https://bapisensors.sharepoint.com/sites/BAPIMediaLibrary/Shared%20Documents/Instructions/20787_INS_Duct_Passive_RTD_Therm.pdf
BA/20KD4JB | BA/20K-D-4"-JB | TEMP SENSOR, DUCT, 20K, 4.00" PROBE, METALLIC ENCL |  | https://bapisensors.sharepoint.com/sites/BAPIMediaLibrary/Shared%20Documents/Product%20Images/Duct_Temp_JBox_2020.png | https://bapisensors.sharepoint.com/sites/BAPIMediaLibrary/Shared%20Documents/Datasheets/DuctUnits_temp_NoPrice-v17.pdf | https://bapisensors.sharepoint.com/sites/BAPIMediaLibrary/Shared%20Documents/Instructions/20787_INS_Duct_Passive_RTD_Therm.pdf
BA/20KD4NB10 | BA/20K-D-4"-NB-10' | TEMP SENSOR, DUCT, 20K, 4.00" PROBE, NO ENCL |  |  | https://bapisensors.sharepoint.com/sites/BAPIMediaLibrary/Shared%20Documents/Datasheets/DuctUnits_temp_NoPrice-v17.pdf | https://bapisensors.sharepoint.com/sites/BAPIMediaLibrary/Shared%20Documents/Instructions/20787_INS_Duct_Passive_RTD_Therm.pdf
BA/20KD4NB15 | BA/20K-D-4"-NB-15' | TEMP SENSOR, DUCT, 20K, 4.00" PROBE, NO ENCL |  |  | https://bapisensors.sharepoint.com/sites/BAPIMediaLibrary/Shared%20Documents/Datasheets/DuctUnits_temp_NoPrice-v17.pdf | https://bapisensors.sharepoint.com/sites/BAPIMediaLibrary/Shared%20Documents/Instructions/20787_INS_Duct_Passive_RTD_Therm.pdf
BA/20KD4NB18 | BA/20K-D-4"-NB-18" | TEMP SENSOR, DUCT, 20K, 4.00" PROBE, NO ENCL |  |  | https://bapisensors.sharepoint.com/sites/BAPIMediaLibrary/Shared%20Documents/Datasheets/DuctUnits_temp_NoPrice-v17.pdf | https://bapisensors.sharepoint.com/sites/BAPIMediaLibrary/Shared%20Documents/Instructions/20787_INS_Duct_Passive_RTD_Therm.pdf
BA/20KD4NB5 | BA/20K-D-4"-NB-5' | TEMP SENSOR, DUCT, 20K, 4.00" PROBE, NO ENCL |  |  | https://bapisensors.sharepoint.com/sites/BAPIMediaLibrary/Shared%20Documents/Datasheets/DuctUnits_temp_NoPrice-v17.pdf | https://bapisensors.sharepoint.com/sites/BAPIMediaLibrary/Shared%20Documents/Instructions/20787_INS_Duct_Passive_RTD_Therm.pdf
BA/20KD4BB | BA/20K-D-4"-BB | TEMP SENSOR, DUCT, 20K, 4.00" PROBE, POLY ENCL |  |  | https://bapisensors.sharepoint.com/sites/BAPIMediaLibrary/Shared%20Documents/Datasheets/DuctUnits_temp_NoPrice-v17.pdf | https://bapisensors.sharepoint.com/sites/BAPIMediaLibrary/Shared%20Documents/Instructions/20787_INS_Duct_Passive_RTD_Therm.pdf
BA/20KD4BB2 | BA/20K-D-4"-BB2 | TEMP SENSOR, DUCT, 20K, 4.00" PROBE, POLY ENCL |  | https://bapisensors.sharepoint.com/sites/BAPIMediaLibrary/Shared%20Documents/Product%20Images/Duct_TempTrans_BB2_2020.png | https://bapisensors.sharepoint.com/sites/BAPIMediaLibrary/Shared%20Documents/Datasheets/DuctUnits_temp_NoPrice-v17.pdf | https://bapisensors.sharepoint.com/sites/BAPIMediaLibrary/Shared%20Documents/Instructions/20787_INS_Duct_Passive_RTD_Therm.pdf
BA/20KD4BB2TS | BA/20K-D-4"-BB2-TS | TEMP SENSOR, DUCT, 20K, 4.00" PROBE, POLY ENCL |  | https://bapisensors.sharepoint.com/sites/BAPIMediaLibrary/Shared%20Documents/Product%20Images/Duct_TempTrans_BB2_2020.png | https://bapisensors.sharepoint.com/sites/BAPIMediaLibrary/Shared%20Documents/Datasheets/DuctUnits_temp_NoPrice-v17.pdf | https://bapisensors.sharepoint.com/sites/BAPIMediaLibrary/Shared%20Documents/Instructions/20787_INS_Duct_Passive_RTD_Therm.pdf
BA/20KSD48WP | BA/20K-SD-48"-WP | TEMP SENSOR, DUCT, 20K, 48.00" PROBE, METALLIC ENCL |  |  | https://bapisensors.sharepoint.com/sites/BAPIMediaLibrary/Shared%20Documents/Datasheets/Submersible_Duct_NoPrice-v17.pdf | https://bapisensors.sharepoint.com/sites/BAPIMediaLibrary/Shared%20Documents/Instructions/20905_ins_SubmersibleDuct_Passive.pdf
BA/20KD6JB | BA/20K-D-6"-JB | TEMP SENSOR, DUCT, 20K, 6.00" PROBE, METALLIC ENCL |  | https://bapisensors.sharepoint.com/sites/BAPIMediaLibrary/Shared%20Documents/Product%20Images/Duct_Temp_JBox_2020.png | https://bapisensors.sharepoint.com/sites/BAPIMediaLibrary/Shared%20Documents/Datasheets/DuctUnits_temp_NoPrice-v17.pdf | https://bapisensors.sharepoint.com/sites/BAPIMediaLibrary/Shared%20Documents/Instructions/20787_INS_Duct_Passive_RTD_Therm.pdf
BA/20KD6NB10 | BA/20K-D-6"-NB-10' | TEMP SENSOR, DUCT, 20K, 6.00" PROBE, NO ENCL |  |  | https://bapisensors.sharepoint.com/sites/BAPIMediaLibrary/Shared%20Documents/Datasheets/DuctUnits_temp_NoPrice-v17.pdf | https://bapisensors.sharepoint.com/sites/BAPIMediaLibrary/Shared%20Documents/Instructions/20787_INS_Duct_Passive_RTD_Therm.pdf
BA/20KD6NB18 | BA/20K-D-6"-NB-18" | TEMP SENSOR, DUCT, 20K, 6.00" PROBE, NO ENCL |  |  | https://bapisensors.sharepoint.com/sites/BAPIMediaLibrary/Shared%20Documents/Datasheets/DuctUnits_temp_NoPrice-v17.pdf | https://bapisensors.sharepoint.com/sites/BAPIMediaLibrary/Shared%20Documents/Instructions/20787_INS_Duct_Passive_RTD_Therm.pdf
BA/20KD8JB | BA/20K-D-8"-JB | TEMP SENSOR, DUCT, 20K, 8.00" PROBE, METALLIC ENCL |  | https://bapisensors.sharepoint.com/sites/BAPIMediaLibrary/Shared%20Documents/Product%20Images/Duct_Temp_JBox_2020.png | https://bapisensors.sharepoint.com/sites/BAPIMediaLibrary/Shared%20Documents/Datasheets/DuctUnits_temp_NoPrice-v17.pdf | https://bapisensors.sharepoint.com/sites/BAPIMediaLibrary/Shared%20Documents/Instructions/20787_INS_Duct_Passive_RTD_Therm.pdf
BA/20KD8WP | BA/20K-D-8"-WP | TEMP SENSOR, DUCT, 20K, 8.00" PROBE, METALLIC ENCL |  |  | https://bapisensors.sharepoint.com/sites/BAPIMediaLibrary/Shared%20Documents/Datasheets/DuctUnits_temp_NoPrice-v17.pdf | https://bapisensors.sharepoint.com/sites/BAPIMediaLibrary/Shared%20Documents/Instructions/20787_INS_Duct_Passive_RTD_Therm.pdf
BA/20KD8NB10 | BA/20K-D-8"-NB-10' | TEMP SENSOR, DUCT, 20K, 8.00" PROBE, NO ENCL |  |  | https://bapisensors.sharepoint.com/sites/BAPIMediaLibrary/Shared%20Documents/Datasheets/DuctUnits_temp_NoPrice-v17.pdf | https://bapisensors.sharepoint.com/sites/BAPIMediaLibrary/Shared%20Documents/Instructions/20787_INS_Duct_Passive_RTD_Therm.pdf
BA/20KD8NB15 | BA/20K-D-8"-NB-15' | TEMP SENSOR, DUCT, 20K, 8.00" PROBE, NO ENCL |  |  | https://bapisensors.sharepoint.com/sites/BAPIMediaLibrary/Shared%20Documents/Datasheets/DuctUnits_temp_NoPrice-v17.pdf | https://bapisensors.sharepoint.com/sites/BAPIMediaLibrary/Shared%20Documents/Instructions/20787_INS_Duct_Passive_RTD_Therm.pdf
BA/20KD8NB18 | BA/20K-D-8"-NB-18" | TEMP SENSOR, DUCT, 20K, 8.00" PROBE, NO ENCL |  |  | https://bapisensors.sharepoint.com/sites/BAPIMediaLibrary/Shared%20Documents/Datasheets/DuctUnits_temp_NoPrice-v17.pdf | https://bapisensors.sharepoint.com/sites/BAPIMediaLibrary/Shared%20Documents/Instructions/20787_INS_Duct_Passive_RTD_Therm.pdf
BA/20KD8NB5 | BA/20K-D-8"-NB-5' | TEMP SENSOR, DUCT, 20K, 8.00" PROBE, NO ENCL |  |  | https://bapisensors.sharepoint.com/sites/BAPIMediaLibrary/Shared%20Documents/Datasheets/DuctUnits_temp_NoPrice-v17.pdf | https://bapisensors.sharepoint.com/sites/BAPIMediaLibrary/Shared%20Documents/Instructions/20787_INS_Duct_Passive_RTD_Therm.pdf
BA/20KD8BB | BA/20K-D-8"-BB | TEMP SENSOR, DUCT, 20K, 8.00" PROBE, POLY ENCL |  |  | https://bapisensors.sharepoint.com/sites/BAPIMediaLibrary/Shared%20Documents/Datasheets/DuctUnits_temp_NoPrice-v17.pdf | https://bapisensors.sharepoint.com/sites/BAPIMediaLibrary/Shared%20Documents/Instructions/20787_INS_Duct_Passive_RTD_Therm.pdf
BA/20KD8BB2 | BA/20K-D-8"-BB2 | TEMP SENSOR, DUCT, 20K, 8.00" PROBE, POLY ENCL |  | https://bapisensors.sharepoint.com/sites/BAPIMediaLibrary/Shared%20Documents/Product%20Images/Duct_TempTrans_BB2_2020.png | https://bapisensors.sharepoint.com/sites/BAPIMediaLibrary/Shared%20Documents/Datasheets/DuctUnits_temp_NoPrice-v17.pdf | https://bapisensors.sharepoint.com/sites/BAPIMediaLibrary/Shared%20Documents/Instructions/20787_INS_Duct_Passive_RTD_Therm.pdf
BA/20KD8BB4 | BA/20K-D-8"-BB4 | TEMP SENSOR, DUCT, 20K, 8.00" PROBE, POLY ENCL |  |  | https://bapisensors.sharepoint.com/sites/BAPIMediaLibrary/Shared%20Documents/Datasheets/DuctUnits_temp_NoPrice-v17.pdf | https://bapisensors.sharepoint.com/sites/BAPIMediaLibrary/Shared%20Documents/Instructions/20787_INS_Duct_Passive_RTD_Therm.pdf
BA/20KD8BBTS | BA/20K-D-8"-BB-TS | TEMP SENSOR, DUCT, 20K, 8.00" PROBE, POLY ENCL |  |  | https://bapisensors.sharepoint.com/sites/BAPIMediaLibrary/Shared%20Documents/Datasheets/DuctUnits_temp_NoPrice-v17.pdf | https://bapisensors.sharepoint.com/sites/BAPIMediaLibrary/Shared%20Documents/Instructions/20787_INS_Duct_Passive_RTD_Therm.pdf
BA/3.25K-D12-JB | BA/3.25K-D12-JB | TEMP SENSOR, DUCT, 3.25K, 12.00" PROBE, METALLIC ENCL |  | https://bapisensors.sharepoint.com/sites/BAPIMediaLibrary/Shared%20Documents/Product%20Images/Duct_Temp_JBox_2020.png | https://bapisensors.sharepoint.com/sites/BAPIMediaLibrary/Shared%20Documents/Datasheets/DuctUnits_temp_NoPrice-v17.pdf | https://bapisensors.sharepoint.com/sites/BAPIMediaLibrary/Shared%20Documents/Instructions/20787_INS_Duct_Passive_RTD_Therm.pdf
BA/3.25KD12NB18 | BA/3.25K-D-12"-NB-18" | TEMP SENSOR, DUCT, 3.25K, 12.00" PROBE, NO ENCL |  |  | https://bapisensors.sharepoint.com/sites/BAPIMediaLibrary/Shared%20Documents/Datasheets/DuctUnits_temp_NoPrice-v17.pdf | https://bapisensors.sharepoint.com/sites/BAPIMediaLibrary/Shared%20Documents/Instructions/20787_INS_Duct_Passive_RTD_Therm.pdf
BA/3.25KD12BB | BA/3.25K-D-12"-BB | TEMP SENSOR, DUCT, 3.25K, 12.00" PROBE, POLY ENCL |  |  | https://bapisensors.sharepoint.com/sites/BAPIMediaLibrary/Shared%20Documents/Datasheets/DuctUnits_temp_NoPrice-v17.pdf | https://bapisensors.sharepoint.com/sites/BAPIMediaLibrary/Shared%20Documents/Instructions/20787_INS_Duct_Passive_RTD_Therm.pdf
BA/3.25KD12BB2 | BA/3.25K-D-12"-BB2 | TEMP SENSOR, DUCT, 3.25K, 12.00" PROBE, POLY ENCL |  | https://bapisensors.sharepoint.com/sites/BAPIMediaLibrary/Shared%20Documents/Product%20Images/Duct_TempTrans_BB2_2020.png | https://bapisensors.sharepoint.com/sites/BAPIMediaLibrary/Shared%20Documents/Datasheets/DuctUnits_temp_NoPrice-v17.pdf | https://bapisensors.sharepoint.com/sites/BAPIMediaLibrary/Shared%20Documents/Instructions/20787_INS_Duct_Passive_RTD_Therm.pdf
BA/3.25KD18JB | BA/3.25K-D-18" | TEMP SENSOR, DUCT, 3.25K, 18.00" PROBE, METALLIC ENCL |  | https://bapisensors.sharepoint.com/sites/BAPIMediaLibrary/Shared%20Documents/Product%20Images/Duct_Temp_JBox_2020.png | https://bapisensors.sharepoint.com/sites/BAPIMediaLibrary/Shared%20Documents/Datasheets/DuctUnits_temp_NoPrice-v17.pdf | https://bapisensors.sharepoint.com/sites/BAPIMediaLibrary/Shared%20Documents/Instructions/20787_INS_Duct_Passive_RTD_Therm.pdf
BA/3.25KD18WP | BA/3.25K-D-18"-WP | TEMP SENSOR, DUCT, 3.25K, 18.00" PROBE, METALLIC ENCL |  |  | https://bapisensors.sharepoint.com/sites/BAPIMediaLibrary/Shared%20Documents/Datasheets/DuctUnits_temp_NoPrice-v17.pdf | https://bapisensors.sharepoint.com/sites/BAPIMediaLibrary/Shared%20Documents/Instructions/20787_INS_Duct_Passive_RTD_Therm.pdf
BA/3.25KD18NB18 | BA/3.25K-D-18"-NB-18" | TEMP SENSOR, DUCT, 3.25K, 18.00" PROBE, NO ENCL |  |  | https://bapisensors.sharepoint.com/sites/BAPIMediaLibrary/Shared%20Documents/Datasheets/DuctUnits_temp_NoPrice-v17.pdf | https://bapisensors.sharepoint.com/sites/BAPIMediaLibrary/Shared%20Documents/Instructions/20787_INS_Duct_Passive_RTD_Therm.pdf
BA/3.25KD4JB | BA/3.25K-D-4" | TEMP SENSOR, DUCT, 3.25K, 4.00" PROBE, METALLIC ENCL |  | https://bapisensors.sharepoint.com/sites/BAPIMediaLibrary/Shared%20Documents/Product%20Images/Duct_Temp_JBox_2020.png | https://bapisensors.sharepoint.com/sites/BAPIMediaLibrary/Shared%20Documents/Datasheets/DuctUnits_temp_NoPrice-v17.pdf | https://bapisensors.sharepoint.com/sites/BAPIMediaLibrary/Shared%20Documents/Instructions/20787_INS_Duct_Passive_RTD_Therm.pdf
BA/3.25KD4NB10 | BA/3.25K-D-4"-NB-10' | TEMP SENSOR, DUCT, 3.25K, 4.00" PROBE, NO ENCL |  |  | https://bapisensors.sharepoint.com/sites/BAPIMediaLibrary/Shared%20Documents/Datasheets/DuctUnits_temp_NoPrice-v17.pdf | https://bapisensors.sharepoint.com/sites/BAPIMediaLibrary/Shared%20Documents/Instructions/20787_INS_Duct_Passive_RTD_Therm.pdf
BA/3.25KD4NB18 | BA/3.25K-D-4"-NB-18" | TEMP SENSOR, DUCT, 3.25K, 4.00" PROBE, NO ENCL |  |  | https://bapisensors.sharepoint.com/sites/BAPIMediaLibrary/Shared%20Documents/Datasheets/DuctUnits_temp_NoPrice-v17.pdf | https://bapisensors.sharepoint.com/sites/BAPIMediaLibrary/Shared%20Documents/Instructions/20787_INS_Duct_Passive_RTD_Therm.pdf
BA/3.25KD4BB | BA/3.25K-D-4"-BB | TEMP SENSOR, DUCT, 3.25K, 4.00" PROBE, POLY ENCL |  |  | https://bapisensors.sharepoint.com/sites/BAPIMediaLibrary/Shared%20Documents/Datasheets/DuctUnits_temp_NoPrice-v17.pdf | https://bapisensors.sharepoint.com/sites/BAPIMediaLibrary/Shared%20Documents/Instructions/20787_INS_Duct_Passive_RTD_Therm.pdf
BA/3.25KD6JB | BA/3.25K-D-6" | TEMP SENSOR, DUCT, 3.25K, 6.00" PROBE, METALLIC ENCL |  | https://bapisensors.sharepoint.com/sites/BAPIMediaLibrary/Shared%20Documents/Product%20Images/Duct_Temp_JBox_2020.png | https://bapisensors.sharepoint.com/sites/BAPIMediaLibrary/Shared%20Documents/Datasheets/DuctUnits_temp_NoPrice-v17.pdf | https://bapisensors.sharepoint.com/sites/BAPIMediaLibrary/Shared%20Documents/Instructions/20787_INS_Duct_Passive_RTD_Therm.pdf
BA/3.25KD6BB | BA/3.25K-D-6"-BB | TEMP SENSOR, DUCT, 3.25K, 6.00" PROBE, POLY ENCL |  |  | https://bapisensors.sharepoint.com/sites/BAPIMediaLibrary/Shared%20Documents/Datasheets/DuctUnits_temp_NoPrice-v17.pdf | https://bapisensors.sharepoint.com/sites/BAPIMediaLibrary/Shared%20Documents/Instructions/20787_INS_Duct_Passive_RTD_Therm.pdf
BA/3.25KD8JB | BA/3.25K-D-8" | TEMP SENSOR, DUCT, 3.25K, 8.00" PROBE, METALLIC ENCL |  | https://bapisensors.sharepoint.com/sites/BAPIMediaLibrary/Shared%20Documents/Product%20Images/Duct_Temp_JBox_2020.png | https://bapisensors.sharepoint.com/sites/BAPIMediaLibrary/Shared%20Documents/Datasheets/DuctUnits_temp_NoPrice-v17.pdf | https://bapisensors.sharepoint.com/sites/BAPIMediaLibrary/Shared%20Documents/Instructions/20787_INS_Duct_Passive_RTD_Therm.pdf
BA/3.25KD8WP | BA/3.25K-D-8"-WP | TEMP SENSOR, DUCT, 3.25K, 8.00" PROBE, METALLIC ENCL |  |  | https://bapisensors.sharepoint.com/sites/BAPIMediaLibrary/Shared%20Documents/Datasheets/DuctUnits_temp_NoPrice-v17.pdf | https://bapisensors.sharepoint.com/sites/BAPIMediaLibrary/Shared%20Documents/Instructions/20787_INS_Duct_Passive_RTD_Therm.pdf
BA/3.25K-D8-NB | BA/3.25K-D8-NB-18" | TEMP SENSOR, DUCT, 3.25K, 8.00" PROBE, NO ENCL |  |  | https://bapisensors.sharepoint.com/sites/BAPIMediaLibrary/Shared%20Documents/Datasheets/DuctUnits_temp_NoPrice-v17.pdf | https://bapisensors.sharepoint.com/sites/BAPIMediaLibrary/Shared%20Documents/Instructions/20787_INS_Duct_Passive_RTD_Therm.pdf
BA/3.25KD8NB18 | BA/3.25K-D-8"-NB-18" | TEMP SENSOR, DUCT, 3.25K, 8.00" PROBE, NO ENCL |  |  | https://bapisensors.sharepoint.com/sites/BAPIMediaLibrary/Shared%20Documents/Datasheets/DuctUnits_temp_NoPrice-v17.pdf | https://bapisensors.sharepoint.com/sites/BAPIMediaLibrary/Shared%20Documents/Instructions/20787_INS_Duct_Passive_RTD_Therm.pdf
BA/3.25KD8NB5 | BA/3.25K-D-8"-NB-5' | TEMP SENSOR, DUCT, 3.25K, 8.00" PROBE, NO ENCL |  |  | https://bapisensors.sharepoint.com/sites/BAPIMediaLibrary/Shared%20Documents/Datasheets/DuctUnits_temp_NoPrice-v17.pdf | https://bapisensors.sharepoint.com/sites/BAPIMediaLibrary/Shared%20Documents/Instructions/20787_INS_Duct_Passive_RTD_Therm.pdf
BA/3.25K-D8-BB4 | BA/3.25K-D8-BB4 | TEMP SENSOR, DUCT, 3.25K, 8.00" PROBE, POLY ENCL |  |  | https://bapisensors.sharepoint.com/sites/BAPIMediaLibrary/Shared%20Documents/Datasheets/DuctUnits_temp_NoPrice-v17.pdf | https://bapisensors.sharepoint.com/sites/BAPIMediaLibrary/Shared%20Documents/Instructions/20787_INS_Duct_Passive_RTD_Therm.pdf
BA/3.25KD8BB | BA/3.25K-D-8"-BB | TEMP SENSOR, DUCT, 3.25K, 8.00" PROBE, POLY ENCL |  |  | https://bapisensors.sharepoint.com/sites/BAPIMediaLibrary/Shared%20Documents/Datasheets/DuctUnits_temp_NoPrice-v17.pdf | https://bapisensors.sharepoint.com/sites/BAPIMediaLibrary/Shared%20Documents/Instructions/20787_INS_Duct_Passive_RTD_Therm.pdf
BA/3.25KD8BB2 | BA/3.25K-D-8"-BB2 | TEMP SENSOR, DUCT, 3.25K, 8.00" PROBE, POLY ENCL |  | https://bapisensors.sharepoint.com/sites/BAPIMediaLibrary/Shared%20Documents/Product%20Images/Duct_TempTrans_BB2_2020.png | https://bapisensors.sharepoint.com/sites/BAPIMediaLibrary/Shared%20Documents/Datasheets/DuctUnits_temp_NoPrice-v17.pdf | https://bapisensors.sharepoint.com/sites/BAPIMediaLibrary/Shared%20Documents/Instructions/20787_INS_Duct_Passive_RTD_Therm.pdf
BA/3.3KD4JB | BA/3.3K-D-4"-JB | TEMP SENSOR, DUCT, 3.3K, 4.00" PROBE, METALLIC ENCL |  | https://bapisensors.sharepoint.com/sites/BAPIMediaLibrary/Shared%20Documents/Product%20Images/Duct_Temp_JBox_2020.png | https://bapisensors.sharepoint.com/sites/BAPIMediaLibrary/Shared%20Documents/Datasheets/DuctUnits_temp_NoPrice-v17.pdf | https://bapisensors.sharepoint.com/sites/BAPIMediaLibrary/Shared%20Documents/Instructions/20787_INS_Duct_Passive_RTD_Therm.pdf
BA/3.3KD4BB | BA/3.3K-D-4"-BB | TEMP SENSOR, DUCT, 3.3K, 4.00" PROBE, POLY ENCL |  |  | https://bapisensors.sharepoint.com/sites/BAPIMediaLibrary/Shared%20Documents/Datasheets/DuctUnits_temp_NoPrice-v17.pdf | https://bapisensors.sharepoint.com/sites/BAPIMediaLibrary/Shared%20Documents/Instructions/20787_INS_Duct_Passive_RTD_Therm.pdf
BA/3.3KD8JB | BA/3.3K-D-8"-JB | TEMP SENSOR, DUCT, 3.3K, 8.00" PROBE, METALLIC ENCL |  | https://bapisensors.sharepoint.com/sites/BAPIMediaLibrary/Shared%20Documents/Product%20Images/Duct_Temp_JBox_2020.png | https://bapisensors.sharepoint.com/sites/BAPIMediaLibrary/Shared%20Documents/Datasheets/DuctUnits_temp_NoPrice-v17.pdf | https://bapisensors.sharepoint.com/sites/BAPIMediaLibrary/Shared%20Documents/Instructions/20787_INS_Duct_Passive_RTD_Therm.pdf
BA/3.3KD8WP | BA/3.3K-D-8"-WP | TEMP SENSOR, DUCT, 3.3K, 8.00" PROBE, METALLIC ENCL |  |  | https://bapisensors.sharepoint.com/sites/BAPIMediaLibrary/Shared%20Documents/Datasheets/DuctUnits_temp_NoPrice-v17.pdf | https://bapisensors.sharepoint.com/sites/BAPIMediaLibrary/Shared%20Documents/Instructions/20787_INS_Duct_Passive_RTD_Therm.pdf
BA/3.3KD8NB5 | BA/3.3K-D-8"-NB-5' | TEMP SENSOR, DUCT, 3.3K, 8.00" PROBE, NO ENCL |  |  | https://bapisensors.sharepoint.com/sites/BAPIMediaLibrary/Shared%20Documents/Datasheets/DuctUnits_temp_NoPrice-v17.pdf | https://bapisensors.sharepoint.com/sites/BAPIMediaLibrary/Shared%20Documents/Instructions/20787_INS_Duct_Passive_RTD_Therm.pdf
BA/334D4NB5 | BA/334-D-4"-NB-5' | TEMP SENSOR, DUCT, 334, 4.00" PROBE, NO ENCL |  |  | https://bapisensors.sharepoint.com/sites/BAPIMediaLibrary/Shared%20Documents/Datasheets/DuctUnits_temp_NoPrice-v17.pdf | https://bapisensors.sharepoint.com/sites/BAPIMediaLibrary/Shared%20Documents/Instructions/20787_INS_Duct_Passive_RTD_Therm.pdf
BA/3KD12JB | BA/3K-D-12"-JB | TEMP SENSOR, DUCT, 3K, 12.00" PROBE, METALLIC ENCL |  | https://bapisensors.sharepoint.com/sites/BAPIMediaLibrary/Shared%20Documents/Product%20Images/Duct_Temp_JBox_2020.png | https://bapisensors.sharepoint.com/sites/BAPIMediaLibrary/Shared%20Documents/Datasheets/DuctUnits_temp_NoPrice-v17.pdf | https://bapisensors.sharepoint.com/sites/BAPIMediaLibrary/Shared%20Documents/Instructions/20787_INS_Duct_Passive_RTD_Therm.pdf
BA/3KD12WP | BA/3K-D-12"-WP | TEMP SENSOR, DUCT, 3K, 12.00" PROBE, METALLIC ENCL |  |  | https://bapisensors.sharepoint.com/sites/BAPIMediaLibrary/Shared%20Documents/Datasheets/DuctUnits_temp_NoPrice-v17.pdf | https://bapisensors.sharepoint.com/sites/BAPIMediaLibrary/Shared%20Documents/Instructions/20787_INS_Duct_Passive_RTD_Therm.pdf
BA/3KD12NB10 | BA/3K-D-12"-NB-10' | TEMP SENSOR, DUCT, 3K, 12.00" PROBE, NO ENCL |  |  | https://bapisensors.sharepoint.com/sites/BAPIMediaLibrary/Shared%20Documents/Datasheets/DuctUnits_temp_NoPrice-v17.pdf | https://bapisensors.sharepoint.com/sites/BAPIMediaLibrary/Shared%20Documents/Instructions/20787_INS_Duct_Passive_RTD_Therm.pdf
BA/3KD12NB15 | BA/3K-D-12"-NB-15' | TEMP SENSOR, DUCT, 3K, 12.00" PROBE, NO ENCL |  |  | https://bapisensors.sharepoint.com/sites/BAPIMediaLibrary/Shared%20Documents/Datasheets/DuctUnits_temp_NoPrice-v17.pdf | https://bapisensors.sharepoint.com/sites/BAPIMediaLibrary/Shared%20Documents/Instructions/20787_INS_Duct_Passive_RTD_Therm.pdf
BA/3KD12NB18 | BA/3K-D-12"-NB-18" | TEMP SENSOR, DUCT, 3K, 12.00" PROBE, NO ENCL |  |  | https://bapisensors.sharepoint.com/sites/BAPIMediaLibrary/Shared%20Documents/Datasheets/DuctUnits_temp_NoPrice-v17.pdf | https://bapisensors.sharepoint.com/sites/BAPIMediaLibrary/Shared%20Documents/Instructions/20787_INS_Duct_Passive_RTD_Therm.pdf
BA/3KD12NB5 | BA/3K-D-12"-NB-5' | TEMP SENSOR, DUCT, 3K, 12.00" PROBE, NO ENCL |  |  | https://bapisensors.sharepoint.com/sites/BAPIMediaLibrary/Shared%20Documents/Datasheets/DuctUnits_temp_NoPrice-v17.pdf | https://bapisensors.sharepoint.com/sites/BAPIMediaLibrary/Shared%20Documents/Instructions/20787_INS_Duct_Passive_RTD_Therm.pdf
BA/3KD12BB | BA/3K-D-12"-BB | TEMP SENSOR, DUCT, 3K, 12.00" PROBE, POLY ENCL |  |  | https://bapisensors.sharepoint.com/sites/BAPIMediaLibrary/Shared%20Documents/Datasheets/DuctUnits_temp_NoPrice-v17.pdf | https://bapisensors.sharepoint.com/sites/BAPIMediaLibrary/Shared%20Documents/Instructions/20787_INS_Duct_Passive_RTD_Therm.pdf
BA/3KD12BB4 | BA/3K-D-12"-BB4 | TEMP SENSOR, DUCT, 3K, 12.00" PROBE, POLY ENCL |  |  | https://bapisensors.sharepoint.com/sites/BAPIMediaLibrary/Shared%20Documents/Datasheets/DuctUnits_temp_NoPrice-v17.pdf | https://bapisensors.sharepoint.com/sites/BAPIMediaLibrary/Shared%20Documents/Instructions/20787_INS_Duct_Passive_RTD_Therm.pdf
BA/3KD18JB | BA/3K-D-18"-JB | TEMP SENSOR, DUCT, 3K, 18.00" PROBE, METALLIC ENCL |  | https://bapisensors.sharepoint.com/sites/BAPIMediaLibrary/Shared%20Documents/Product%20Images/Duct_Temp_JBox_2020.png | https://bapisensors.sharepoint.com/sites/BAPIMediaLibrary/Shared%20Documents/Datasheets/DuctUnits_temp_NoPrice-v17.pdf | https://bapisensors.sharepoint.com/sites/BAPIMediaLibrary/Shared%20Documents/Instructions/20787_INS_Duct_Passive_RTD_Therm.pdf
BA/3KD18NB10 | BA/3K-D-18"-NB-10' | TEMP SENSOR, DUCT, 3K, 18.00" PROBE, NO ENCL |  |  | https://bapisensors.sharepoint.com/sites/BAPIMediaLibrary/Shared%20Documents/Datasheets/DuctUnits_temp_NoPrice-v17.pdf | https://bapisensors.sharepoint.com/sites/BAPIMediaLibrary/Shared%20Documents/Instructions/20787_INS_Duct_Passive_RTD_Therm.pdf
BA/3KD18NB15 | BA/3K-D-18"-NB-15' | TEMP SENSOR, DUCT, 3K, 18.00" PROBE, NO ENCL |  |  | https://bapisensors.sharepoint.com/sites/BAPIMediaLibrary/Shared%20Documents/Datasheets/DuctUnits_temp_NoPrice-v17.pdf | https://bapisensors.sharepoint.com/sites/BAPIMediaLibrary/Shared%20Documents/Instructions/20787_INS_Duct_Passive_RTD_Therm.pdf
BA/3KD18BB | BA/3K-D-18"-BB | TEMP SENSOR, DUCT, 3K, 18.00" PROBE, POLY ENCL |  |  | https://bapisensors.sharepoint.com/sites/BAPIMediaLibrary/Shared%20Documents/Datasheets/DuctUnits_temp_NoPrice-v17.pdf | https://bapisensors.sharepoint.com/sites/BAPIMediaLibrary/Shared%20Documents/Instructions/20787_INS_Duct_Passive_RTD_Therm.pdf
BA/1.8KI18JB | BA/1.8K-I-18"-JB | TEMP SENSOR, IMMERS, 1.8K, 18.00" PROBE, METALLIC ENCL |  | https://bapisensors.sharepoint.com/sites/BAPIMediaLibrary/Shared%20Documents/Product%20Images/Immersion_Trans_BB_2023.png | https://bapisensors.sharepoint.com/sites/BAPIMediaLibrary/Shared%20Documents/Datasheets/Immersion_temp_NoPrice-v17.pdf | https://bapisensors.sharepoint.com/sites/BAPIMediaLibrary/Shared%20Documents/Instructions/20907_ins_Immersion_Passive.pdf
BA/1.8KI18WP | BA/1.8K-I-18"-WP | TEMP SENSOR, IMMERS, 1.8K, 18.00" PROBE, METALLIC ENCL |  | https://bapisensors.sharepoint.com/sites/BAPIMediaLibrary/Shared%20Documents/Product%20Images/Immersion_WP.png | https://bapisensors.sharepoint.com/sites/BAPIMediaLibrary/Shared%20Documents/Datasheets/Immersion_temp_NoPrice-v17.pdf | https://bapisensors.sharepoint.com/sites/BAPIMediaLibrary/Shared%20Documents/Instructions/20907_ins_Immersion_Passive.pdf
BA/1.8KI2JB | BA/1.8K-I-2"-JB | TEMP SENSOR, IMMERS, 1.8K, 2.00" PROBE, METALLIC ENCL |  | https://assets.kele.com/assets/product/w_300/h4yt7eo2mk1xrdgp9avm/ba10k-3-i-4-wp.png | https://bapisensors.sharepoint.com/sites/BAPIMediaLibrary/Shared%20Documents/Datasheets/Immersion_temp_NoPrice-v17.pdf | https://bapisensors.sharepoint.com/sites/BAPIMediaLibrary/Shared%20Documents/Instructions/20907_ins_Immersion_Passive.pdf
BA/1.8K-I4-JB | BA/1.8K-I-4"-JB | TEMP SENSOR, IMMERS, 1.8K, 4.00" PROBE, METALLIC ENCL |  | https://assets.kele.com/assets/product/w_300/h4yt7eo2mk1xrdgp9avm/ba10k-3-i-4-wp.png | https://bapisensors.sharepoint.com/sites/BAPIMediaLibrary/Shared%20Documents/Datasheets/Immersion_temp_NoPrice-v17.pdf | https://bapisensors.sharepoint.com/sites/BAPIMediaLibrary/Shared%20Documents/Instructions/20907_ins_Immersion_Passive.pdf
BA/1.8KI4SSWP | BA/1.8K-I-4"-SS-WP | TEMP SENSOR, IMMERS, 1.8K, 4.00" PROBE, METALLIC ENCL |  |  | https://bapisensors.sharepoint.com/sites/BAPIMediaLibrary/Shared%20Documents/Datasheets/Immersion_Probe_SS_NoPrice-v17.pdf | https://bapisensors.sharepoint.com/sites/BAPIMediaLibrary/Shared%20Documents/Instructions/20908_ins_ImrsnDblThread_Passive.pdf
BA/1.8KI4WP | BA/1.8K-I-4"-WP | TEMP SENSOR, IMMERS, 1.8K, 4.00" PROBE, METALLIC ENCL |  | https://bapisensors.sharepoint.com/sites/BAPIMediaLibrary/Shared%20Documents/Product%20Images/Immersion_WP.png | https://bapisensors.sharepoint.com/sites/BAPIMediaLibrary/Shared%20Documents/Datasheets/Immersion_temp_NoPrice-v17.pdf | https://bapisensors.sharepoint.com/sites/BAPIMediaLibrary/Shared%20Documents/Instructions/20907_ins_Immersion_Passive.pdf
BA/1.8KI4BB4 | BA/1.8K-I-4"-BB4 | TEMP SENSOR, IMMERS, 1.8K, 4.00" PROBE, POLY ENCL |  |  | https://bapisensors.sharepoint.com/sites/BAPIMediaLibrary/Shared%20Documents/Datasheets/Immersion_temp_NoPrice-v17.pdf | https://bapisensors.sharepoint.com/sites/BAPIMediaLibrary/Shared%20Documents/Instructions/20907_ins_Immersion_Passive.pdf
BA1.8KI4BB | BA/1.8K-I-4"-BB | TEMP SENSOR, IMMERS, 1.8K, 4.00" PROBE, POLY ENCL |  | https://bapisensors.sharepoint.com/sites/BAPIMediaLibrary/Shared%20Documents/Product%20Images/Immersion_Trans_BB_2023.png | https://bapisensors.sharepoint.com/sites/BAPIMediaLibrary/Shared%20Documents/Datasheets/Immersion_temp_NoPrice-v17.pdf | https://bapisensors.sharepoint.com/sites/BAPIMediaLibrary/Shared%20Documents/Instructions/20907_ins_Immersion_Passive.pdf
BA/1.8KI8JB | BA/1.8K-I-8"-JB | TEMP SENSOR, IMMERS, 1.8K, 8.00" PROBE, METALLIC ENCL |  | https://assets.kele.com/assets/product/w_300/h4yt7eo2mk1xrdgp9avm/ba10k-3-i-4-wp.png | https://bapisensors.sharepoint.com/sites/BAPIMediaLibrary/Shared%20Documents/Datasheets/Immersion_temp_NoPrice-v17.pdf | https://bapisensors.sharepoint.com/sites/BAPIMediaLibrary/Shared%20Documents/Instructions/20907_ins_Immersion_Passive.pdf
BA/1.8KI8WP | BA/1.8K-I-8"-WP | TEMP SENSOR, IMMERS, 1.8K, 8.00" PROBE, METALLIC ENCL |  | https://bapisensors.sharepoint.com/sites/BAPIMediaLibrary/Shared%20Documents/Product%20Images/Immersion_WP.png | https://bapisensors.sharepoint.com/sites/BAPIMediaLibrary/Shared%20Documents/Datasheets/Immersion_temp_NoPrice-v17.pdf | https://bapisensors.sharepoint.com/sites/BAPIMediaLibrary/Shared%20Documents/Instructions/20907_ins_Immersion_Passive.pdf
BA/1.8KI8BB | BA/1.8K-I-8"-BB | TEMP SENSOR, IMMERS, 1.8K, 8.00" PROBE, POLY ENCL |  | https://bapisensors.sharepoint.com/sites/BAPIMediaLibrary/Shared%20Documents/Product%20Images/Immersion_Trans_BB_2023.png | https://bapisensors.sharepoint.com/sites/BAPIMediaLibrary/Shared%20Documents/Datasheets/Immersion_temp_NoPrice-v17.pdf | https://bapisensors.sharepoint.com/sites/BAPIMediaLibrary/Shared%20Documents/Instructions/20907_ins_Immersion_Passive.pdf
BA/1003I12JB | BA/100[3]-I-12"-JB | TEMP SENSOR, IMMERS, 100 RTD 385, 12.00" PROBE, METALLIC ENCL |  | https://assets.kele.com/assets/product/w_300/h4yt7eo2mk1xrdgp9avm/ba10k-3-i-4-wp.png | https://bapisensors.sharepoint.com/sites/BAPIMediaLibrary/Shared%20Documents/Datasheets/Immersion_temp_NoPrice-v17.pdf | https://bapisensors.sharepoint.com/sites/BAPIMediaLibrary/Shared%20Documents/Instructions/20907_ins_Immersion_Passive.pdf
BA/1003WI18BB2 | BA/100[3W]-I-18"-BB2 | TEMP SENSOR, IMMERS, 100 RTD 385, 18.00" PROBE, POLY ENCL |  | https://bapisensors.sharepoint.com/sites/BAPIMediaLibrary/Shared%20Documents/Product%20Images/Immersion_BB2_2020.png | https://bapisensors.sharepoint.com/sites/BAPIMediaLibrary/Shared%20Documents/Datasheets/Immersion_temp_NoPrice-v17.pdf | https://bapisensors.sharepoint.com/sites/BAPIMediaLibrary/Shared%20Documents/Instructions/20907_ins_Immersion_Passive.pdf
BA/100I2NB | BA/100-I-2"-NB | TEMP SENSOR, IMMERS, 100 RTD 385, 2.00" PROBE, ENCL |  |  | https://bapisensors.sharepoint.com/sites/BAPIMediaLibrary/Shared%20Documents/Datasheets/Immersion_temp_NoPrice-v17.pdf | https://bapisensors.sharepoint.com/sites/BAPIMediaLibrary/Shared%20Documents/Instructions/20907_ins_Immersion_Passive.pdf
BA/100-I-2-JB | BA/100-I-2-JB | TEMP SENSOR, IMMERS, 100 RTD 385, 2.00" PROBE, METALLIC ENCL |  | https://assets.kele.com/assets/product/w_300/h4yt7eo2mk1xrdgp9avm/ba10k-3-i-4-wp.png | https://bapisensors.sharepoint.com/sites/BAPIMediaLibrary/Shared%20Documents/Datasheets/Immersion_temp_NoPrice-v17.pdf | https://bapisensors.sharepoint.com/sites/BAPIMediaLibrary/Shared%20Documents/Instructions/20907_ins_Immersion_Passive.pdf
BA/100-I-2-WP | BA/100-I-2-WP | TEMP SENSOR, IMMERS, 100 RTD 385, 2.00" PROBE, METALLIC ENCL |  | https://bapisensors.sharepoint.com/sites/BAPIMediaLibrary/Shared%20Documents/Product%20Images/Immersion_WP.png | https://bapisensors.sharepoint.com/sites/BAPIMediaLibrary/Shared%20Documents/Datasheets/Immersion_temp_NoPrice-v17.pdf | https://bapisensors.sharepoint.com/sites/BAPIMediaLibrary/Shared%20Documents/Instructions/20907_ins_Immersion_Passive.pdf
BA/1003WI2JB | BA/100[3W]-I-2"-JB | TEMP SENSOR, IMMERS, 100 RTD 385, 2.00" PROBE, METALLIC ENCL |  | https://assets.kele.com/assets/product/w_300/h4yt7eo2mk1xrdgp9avm/ba10k-3-i-4-wp.png | https://bapisensors.sharepoint.com/sites/BAPIMediaLibrary/Shared%20Documents/Datasheets/Immersion_temp_NoPrice-v17.pdf | https://bapisensors.sharepoint.com/sites/BAPIMediaLibrary/Shared%20Documents/Instructions/20907_ins_Immersion_Passive.pdf
BA/1003WI2WP | BA/100[3W]-I-2"-WP | TEMP SENSOR, IMMERS, 100 RTD 385, 2.00" PROBE, METALLIC ENCL |  | https://bapisensors.sharepoint.com/sites/BAPIMediaLibrary/Shared%20Documents/Product%20Images/Immersion_WP.png | https://bapisensors.sharepoint.com/sites/BAPIMediaLibrary/Shared%20Documents/Datasheets/Immersion_temp_NoPrice-v17.pdf | https://bapisensors.sharepoint.com/sites/BAPIMediaLibrary/Shared%20Documents/Instructions/20907_ins_Immersion_Passive.pdf
BA/100I2SSWP | BA/100-I-2"-SS-WP | TEMP SENSOR, IMMERS, 100 RTD 385, 2.00" PROBE, METALLIC ENCL |  |  | https://bapisensors.sharepoint.com/sites/BAPIMediaLibrary/Shared%20Documents/Datasheets/Immersion_Probe_SS_NoPrice-v17.pdf | https://bapisensors.sharepoint.com/sites/BAPIMediaLibrary/Shared%20Documents/Instructions/20908_ins_ImrsnDblThread_Passive.pdf
BA/100KI2WP | BA/100K-I-2"-WP | TEMP SENSOR, IMMERS, 100 RTD 385, 2.00" PROBE, METALLIC ENCL |  | https://bapisensors.sharepoint.com/sites/BAPIMediaLibrary/Shared%20Documents/Product%20Images/Immersion_WP.png | https://bapisensors.sharepoint.com/sites/BAPIMediaLibrary/Shared%20Documents/Datasheets/Immersion_temp_NoPrice-v17.pdf | https://bapisensors.sharepoint.com/sites/BAPIMediaLibrary/Shared%20Documents/Instructions/20907_ins_Immersion_Passive.pdf
BA/100-I-2-BB | BA/100-I-2-BB | TEMP SENSOR, IMMERS, 100 RTD 385, 2.00" PROBE, POLY ENCL |  | https://bapisensors.sharepoint.com/sites/BAPIMediaLibrary/Shared%20Documents/Product%20Images/Immersion_Trans_BB_2023.png | https://bapisensors.sharepoint.com/sites/BAPIMediaLibrary/Shared%20Documents/Datasheets/Immersion_temp_NoPrice-v17.pdf | https://bapisensors.sharepoint.com/sites/BAPIMediaLibrary/Shared%20Documents/Instructions/20907_ins_Immersion_Passive.pdf
BA/100-I-2-BB2 | BA/100-I-2-BB2 | TEMP SENSOR, IMMERS, 100 RTD 385, 2.00" PROBE, POLY ENCL |  | https://bapisensors.sharepoint.com/sites/BAPIMediaLibrary/Shared%20Documents/Product%20Images/Immersion_BB2_2020.png | https://bapisensors.sharepoint.com/sites/BAPIMediaLibrary/Shared%20Documents/Datasheets/Immersion_temp_NoPrice-v17.pdf | https://bapisensors.sharepoint.com/sites/BAPIMediaLibrary/Shared%20Documents/Instructions/20907_ins_Immersion_Passive.pdf
BA/100-I-2-BB4 | BA/100-I-2-BB4 | TEMP SENSOR, IMMERS, 100 RTD 385, 2.00" PROBE, POLY ENCL |  |  | https://bapisensors.sharepoint.com/sites/BAPIMediaLibrary/Shared%20Documents/Datasheets/Immersion_temp_NoPrice-v17.pdf | https://bapisensors.sharepoint.com/sites/BAPIMediaLibrary/Shared%20Documents/Instructions/20907_ins_Immersion_Passive.pdf
BA/1003WI2BB | BA/100[3W]-I-2"-BB | TEMP SENSOR, IMMERS, 100 RTD 385, 2.00" PROBE, POLY ENCL |  | https://bapisensors.sharepoint.com/sites/BAPIMediaLibrary/Shared%20Documents/Product%20Images/Immersion_Trans_BB_2023.png | https://bapisensors.sharepoint.com/sites/BAPIMediaLibrary/Shared%20Documents/Datasheets/Immersion_temp_NoPrice-v17.pdf | https://bapisensors.sharepoint.com/sites/BAPIMediaLibrary/Shared%20Documents/Instructions/20907_ins_Immersion_Passive.pdf
BA/1003WI2BB2 | BA/100[3W]-I-2"-BB2 | TEMP SENSOR, IMMERS, 100 RTD 385, 2.00" PROBE, POLY ENCL |  | https://bapisensors.sharepoint.com/sites/BAPIMediaLibrary/Shared%20Documents/Product%20Images/Immersion_BB2_2020.png | https://bapisensors.sharepoint.com/sites/BAPIMediaLibrary/Shared%20Documents/Datasheets/Immersion_temp_NoPrice-v17.pdf | https://bapisensors.sharepoint.com/sites/BAPIMediaLibrary/Shared%20Documents/Instructions/20907_ins_Immersion_Passive.pdf
BA/1003WI2BB4 | BA/100[3W]-I-2"-BB4 | TEMP SENSOR, IMMERS, 100 RTD 385, 2.00" PROBE, POLY ENCL |  |  | https://bapisensors.sharepoint.com/sites/BAPIMediaLibrary/Shared%20Documents/Datasheets/Immersion_temp_NoPrice-v17.pdf | https://bapisensors.sharepoint.com/sites/BAPIMediaLibrary/Shared%20Documents/Instructions/20907_ins_Immersion_Passive.pdf
BA/1003WI2SSBB2 | BA/100[3W]-I-2"-SS-BB2 | TEMP SENSOR, IMMERS, 100 RTD 385, 2.00" PROBE, POLY ENCL |  | https://bapisensors.sharepoint.com/sites/BAPIMediaLibrary/Shared%20Documents/Product%20Images/Immersion_SS_Trans_BB2_2020-1.png | https://bapisensors.sharepoint.com/sites/BAPIMediaLibrary/Shared%20Documents/Datasheets/Immersion_temp_NoPrice-v17.pdf | https://bapisensors.sharepoint.com/sites/BAPIMediaLibrary/Shared%20Documents/Instructions/20907_ins_Immersion_Passive.pdf
BA/1003WI2SSBBO | BA/100[3W]-I-2"-SS-BBO | TEMP SENSOR, IMMERS, 100 RTD 385, 2.00" PROBE, POLY ENCL |  | https://bapisensors.sharepoint.com/sites/BAPIMediaLibrary/Shared%20Documents/Product%20Images/Immersion_SS_BBO.png | https://bapisensors.sharepoint.com/sites/BAPIMediaLibrary/Shared%20Documents/Datasheets/Immersion_temp_NoPrice-v17.pdf | https://bapisensors.sharepoint.com/sites/BAPIMediaLibrary/Shared%20Documents/Instructions/20907_ins_Immersion_Passive.pdf
BA/1003WI3BB2 | BA/100[3W]-I-3"-BB2 | TEMP SENSOR, IMMERS, 100 RTD 385, 3.00" PROBE, POLY ENCL |  | https://bapisensors.sharepoint.com/sites/BAPIMediaLibrary/Shared%20Documents/Product%20Images/Immersion_BB2_2020.png | https://bapisensors.sharepoint.com/sites/BAPIMediaLibrary/Shared%20Documents/Datasheets/Immersion_temp_NoPrice-v17.pdf | https://bapisensors.sharepoint.com/sites/BAPIMediaLibrary/Shared%20Documents/Instructions/20907_ins_Immersion_Passive.pdf
BA/100I36WP | BA/100-I-36"-WP | TEMP SENSOR, IMMERS, 100 RTD 385, 36.00" PROBE, METALLIC ENCL |  | https://bapisensors.sharepoint.com/sites/BAPIMediaLibrary/Shared%20Documents/Product%20Images/Immersion_WP.png | https://bapisensors.sharepoint.com/sites/BAPIMediaLibrary/Shared%20Documents/Datasheets/Immersion_temp_NoPrice-v17.pdf | https://bapisensors.sharepoint.com/sites/BAPIMediaLibrary/Shared%20Documents/Instructions/20907_ins_Immersion_Passive.pdf
BA/100-I-4-WP | BA/100-I-4-WP | TEMP SENSOR, IMMERS, 100 RTD 385, 4.00" PROBE, MET |  | https://bapisensors.sharepoint.com/sites/BAPIMediaLibrary/Shared%20Documents/Product%20Images/Immersion_WP.png | https://bapisensors.sharepoint.com/sites/BAPIMediaLibrary/Shared%20Documents/Datasheets/Immersion_temp_NoPrice-v17.pdf | https://bapisensors.sharepoint.com/sites/BAPIMediaLibrary/Shared%20Documents/Instructions/20907_ins_Immersion_Passive.pdf
BA/100-I-4-JB | BA/100-I-4-JB | TEMP SENSOR, IMMERS, 100 RTD 385, 4.00" PROBE, METALLIC ENCL |  | https://assets.kele.com/assets/product/w_300/h4yt7eo2mk1xrdgp9avm/ba10k-3-i-4-wp.png | https://bapisensors.sharepoint.com/sites/BAPIMediaLibrary/Shared%20Documents/Datasheets/Immersion_temp_NoPrice-v17.pdf | https://bapisensors.sharepoint.com/sites/BAPIMediaLibrary/Shared%20Documents/Instructions/20907_ins_Immersion_Passive.pdf
BA/1003I4JB | BA/100[3]-I-4"-JB | TEMP SENSOR, IMMERS, 100 RTD 385, 4.00" PROBE, METALLIC ENCL |  | https://assets.kele.com/assets/product/w_300/h4yt7eo2mk1xrdgp9avm/ba10k-3-i-4-wp.png | https://bapisensors.sharepoint.com/sites/BAPIMediaLibrary/Shared%20Documents/Datasheets/Immersion_temp_NoPrice-v17.pdf | https://bapisensors.sharepoint.com/sites/BAPIMediaLibrary/Shared%20Documents/Instructions/20907_ins_Immersion_Passive.pdf
BA/1003I4WP | BA/100[3]-I-4"-WP | TEMP SENSOR, IMMERS, 100 RTD 385, 4.00" PROBE, METALLIC ENCL |  | https://bapisensors.sharepoint.com/sites/BAPIMediaLibrary/Shared%20Documents/Product%20Images/Immersion_WP.png | https://bapisensors.sharepoint.com/sites/BAPIMediaLibrary/Shared%20Documents/Datasheets/Immersion_temp_NoPrice-v17.pdf | https://bapisensors.sharepoint.com/sites/BAPIMediaLibrary/Shared%20Documents/Instructions/20907_ins_Immersion_Passive.pdf
BA/1003WI4JB | BA/100[3W]-I-4"-JB | TEMP SENSOR, IMMERS, 100 RTD 385, 4.00" PROBE, METALLIC ENCL |  | https://assets.kele.com/assets/product/w_300/h4yt7eo2mk1xrdgp9avm/ba10k-3-i-4-wp.png | https://bapisensors.sharepoint.com/sites/BAPIMediaLibrary/Shared%20Documents/Datasheets/Immersion_temp_NoPrice-v17.pdf | https://bapisensors.sharepoint.com/sites/BAPIMediaLibrary/Shared%20Documents/Instructions/20907_ins_Immersion_Passive.pdf
BA/1003WI4SSWP | BA/100[3W]-I-4"-SS-WP | TEMP SENSOR, IMMERS, 100 RTD 385, 4.00" PROBE, METALLIC ENCL |  |  | https://bapisensors.sharepoint.com/sites/BAPIMediaLibrary/Shared%20Documents/Datasheets/Immersion_Probe_SS_NoPrice-v17.pdf | https://bapisensors.sharepoint.com/sites/BAPIMediaLibrary/Shared%20Documents/Instructions/20908_ins_ImrsnDblThread_Passive.pdf
BA/1003WI4WP | BA/100[3W]-I-4"-WP | TEMP SENSOR, IMMERS, 100 RTD 385, 4.00" PROBE, METALLIC ENCL |  | https://bapisensors.sharepoint.com/sites/BAPIMediaLibrary/Shared%20Documents/Product%20Images/Immersion_WP.png | https://bapisensors.sharepoint.com/sites/BAPIMediaLibrary/Shared%20Documents/Datasheets/Immersion_temp_NoPrice-v17.pdf | https://bapisensors.sharepoint.com/sites/BAPIMediaLibrary/Shared%20Documents/Instructions/20907_ins_Immersion_Passive.pdf
BA/100I4SSWP | BA/100-I-4"-SS-WP | TEMP SENSOR, IMMERS, 100 RTD 385, 4.00" PROBE, METALLIC ENCL |  |  | https://bapisensors.sharepoint.com/sites/BAPIMediaLibrary/Shared%20Documents/Datasheets/Immersion_Probe_SS_NoPrice-v17.pdf | https://bapisensors.sharepoint.com/sites/BAPIMediaLibrary/Shared%20Documents/Instructions/20908_ins_ImrsnDblThread_Passive.pdf
BA/100KI4JB | BA/100K-I-4"-JB | TEMP SENSOR, IMMERS, 100 RTD 385, 4.00" PROBE, METALLIC ENCL |  | https://assets.kele.com/assets/product/w_300/h4yt7eo2mk1xrdgp9avm/ba10k-3-i-4-wp.png | https://bapisensors.sharepoint.com/sites/BAPIMediaLibrary/Shared%20Documents/Datasheets/Immersion_temp_NoPrice-v17.pdf | https://bapisensors.sharepoint.com/sites/BAPIMediaLibrary/Shared%20Documents/Instructions/20907_ins_Immersion_Passive.pdf
BA/100KI4WP | BA/100K-I-4"-WP | TEMP SENSOR, IMMERS, 100 RTD 385, 4.00" PROBE, METALLIC ENCL |  | https://bapisensors.sharepoint.com/sites/BAPIMediaLibrary/Shared%20Documents/Product%20Images/Immersion_WP.png | https://bapisensors.sharepoint.com/sites/BAPIMediaLibrary/Shared%20Documents/Datasheets/Immersion_temp_NoPrice-v17.pdf | https://bapisensors.sharepoint.com/sites/BAPIMediaLibrary/Shared%20Documents/Instructions/20907_ins_Immersion_Passive.pdf
BA/100-I-4-BB | BA/100-I-4-BB | TEMP SENSOR, IMMERS, 100 RTD 385, 4.00" PROBE, POLY ENCL |  | https://bapisensors.sharepoint.com/sites/BAPIMediaLibrary/Shared%20Documents/Product%20Images/Immersion_Trans_BB_2023.png | https://bapisensors.sharepoint.com/sites/BAPIMediaLibrary/Shared%20Documents/Datasheets/Immersion_temp_NoPrice-v17.pdf | https://bapisensors.sharepoint.com/sites/BAPIMediaLibrary/Shared%20Documents/Instructions/20907_ins_Immersion_Passive.pdf
BA/100-I-4-BB4 | BA/100-I-4-BB4 | TEMP SENSOR, IMMERS, 100 RTD 385, 4.00" PROBE, POLY ENCL |  |  | https://bapisensors.sharepoint.com/sites/BAPIMediaLibrary/Shared%20Documents/Datasheets/Immersion_temp_NoPrice-v17.pdf | https://bapisensors.sharepoint.com/sites/BAPIMediaLibrary/Shared%20Documents/Instructions/20907_ins_Immersion_Passive.pdf
BA/1003WI4BB | BA/100[3W]-I-4"-BB | TEMP SENSOR, IMMERS, 100 RTD 385, 4.00" PROBE, POLY ENCL |  | https://bapisensors.sharepoint.com/sites/BAPIMediaLibrary/Shared%20Documents/Product%20Images/Immersion_Trans_BB_2023.png | https://bapisensors.sharepoint.com/sites/BAPIMediaLibrary/Shared%20Documents/Datasheets/Immersion_temp_NoPrice-v17.pdf | https://bapisensors.sharepoint.com/sites/BAPIMediaLibrary/Shared%20Documents/Instructions/20907_ins_Immersion_Passive.pdf
BA/1003WI4BB2 | BA/100[3W]-I-4"-BB2 | TEMP SENSOR, IMMERS, 100 RTD 385, 4.00" PROBE, POLY ENCL |  | https://bapisensors.sharepoint.com/sites/BAPIMediaLibrary/Shared%20Documents/Product%20Images/Immersion_BB2_2020.png | https://bapisensors.sharepoint.com/sites/BAPIMediaLibrary/Shared%20Documents/Datasheets/Immersion_temp_NoPrice-v17.pdf | https://bapisensors.sharepoint.com/sites/BAPIMediaLibrary/Shared%20Documents/Instructions/20907_ins_Immersion_Passive.pdf
BA/1003WI4BBO | BA/100[3W]-I-4"-BBO | TEMP SENSOR, IMMERS, 100 RTD 385, 4.00" PROBE, POLY ENCL |  | https://bapisensors.sharepoint.com/sites/BAPIMediaLibrary/Shared%20Documents/Product%20Images/Immersion_SS_BBO.png | https://bapisensors.sharepoint.com/sites/BAPIMediaLibrary/Shared%20Documents/Datasheets/Immersion_temp_NoPrice-v17.pdf | https://bapisensors.sharepoint.com/sites/BAPIMediaLibrary/Shared%20Documents/Instructions/20907_ins_Immersion_Passive.pdf
BA/1003WI4SSBB2 | BA/100[3W]-I-4"-SS-BB2 | TEMP SENSOR, IMMERS, 100 RTD 385, 4.00" PROBE, POLY ENCL |  | https://bapisensors.sharepoint.com/sites/BAPIMediaLibrary/Shared%20Documents/Product%20Images/Immersion_SS_Trans_BB2_2020-1.png | https://bapisensors.sharepoint.com/sites/BAPIMediaLibrary/Shared%20Documents/Datasheets/Immersion_Probe_SS_NoPrice-v17.pdf | https://bapisensors.sharepoint.com/sites/BAPIMediaLibrary/Shared%20Documents/Instructions/20908_ins_ImrsnDblThread_Passive.pdf
BA100KI4BB | BA/100K-I-4"-BB | TEMP SENSOR, IMMERS, 100 RTD 385, 4.00" PROBE, POLY ENCL |  | https://bapisensors.sharepoint.com/sites/BAPIMediaLibrary/Shared%20Documents/Product%20Images/Immersion_Trans_BB_2023.png | https://bapisensors.sharepoint.com/sites/BAPIMediaLibrary/Shared%20Documents/Datasheets/Immersion_temp_NoPrice-v17.pdf | https://bapisensors.sharepoint.com/sites/BAPIMediaLibrary/Shared%20Documents/Instructions/20907_ins_Immersion_Passive.pdf
BA/100-I-8-JB | BA/100-I-8-JB | TEMP SENSOR, IMMERS, 100 RTD 385, 8.00" PROBE, METALLIC ENCL |  | https://assets.kele.com/assets/product/w_300/h4yt7eo2mk1xrdgp9avm/ba10k-3-i-4-wp.png | https://bapisensors.sharepoint.com/sites/BAPIMediaLibrary/Shared%20Documents/Datasheets/Immersion_temp_NoPrice-v17.pdf | https://bapisensors.sharepoint.com/sites/BAPIMediaLibrary/Shared%20Documents/Instructions/20907_ins_Immersion_Passive.pdf
BA/100-I-8-WP | BA/100-I-8-WP | TEMP SENSOR, IMMERS, 100 RTD 385, 8.00" PROBE, METALLIC ENCL |  | https://bapisensors.sharepoint.com/sites/BAPIMediaLibrary/Shared%20Documents/Product%20Images/Immersion_WP.png | https://bapisensors.sharepoint.com/sites/BAPIMediaLibrary/Shared%20Documents/Datasheets/Immersion_temp_NoPrice-v17.pdf | https://bapisensors.sharepoint.com/sites/BAPIMediaLibrary/Shared%20Documents/Instructions/20907_ins_Immersion_Passive.pdf
BA/1003WI8JB | BA/100[3W]-I-8"-JB | TEMP SENSOR, IMMERS, 100 RTD 385, 8.00" PROBE, METALLIC ENCL |  | https://assets.kele.com/assets/product/w_300/h4yt7eo2mk1xrdgp9avm/ba10k-3-i-4-wp.png | https://bapisensors.sharepoint.com/sites/BAPIMediaLibrary/Shared%20Documents/Datasheets/Immersion_temp_NoPrice-v17.pdf | https://bapisensors.sharepoint.com/sites/BAPIMediaLibrary/Shared%20Documents/Instructions/20907_ins_Immersion_Passive.pdf
BA/1003WI8WP | BA/100[3W]-I-8"-WP | TEMP SENSOR, IMMERS, 100 RTD 385, 8.00" PROBE, METALLIC ENCL |  | https://bapisensors.sharepoint.com/sites/BAPIMediaLibrary/Shared%20Documents/Product%20Images/Immersion_WP.png | https://bapisensors.sharepoint.com/sites/BAPIMediaLibrary/Shared%20Documents/Datasheets/Immersion_temp_NoPrice-v17.pdf | https://bapisensors.sharepoint.com/sites/BAPIMediaLibrary/Shared%20Documents/Instructions/20907_ins_Immersion_Passive.pdf
BA/100KI8JB | BA/100K-I-8"-JB | TEMP SENSOR, IMMERS, 100 RTD 385, 8.00" PROBE, METALLIC ENCL |  | https://assets.kele.com/assets/product/w_300/h4yt7eo2mk1xrdgp9avm/ba10k-3-i-4-wp.png | https://bapisensors.sharepoint.com/sites/BAPIMediaLibrary/Shared%20Documents/Datasheets/Immersion_temp_NoPrice-v17.pdf | https://bapisensors.sharepoint.com/sites/BAPIMediaLibrary/Shared%20Documents/Instructions/20907_ins_Immersion_Passive.pdf
BA/100-I-8-BB | BA/100-I-8-BB | TEMP SENSOR, IMMERS, 100 RTD 385, 8.00" PROBE, POLY ENCL |  | https://bapisensors.sharepoint.com/sites/BAPIMediaLibrary/Shared%20Documents/Product%20Images/Immersion_Trans_BB_2023.png | https://bapisensors.sharepoint.com/sites/BAPIMediaLibrary/Shared%20Documents/Datasheets/Immersion_temp_NoPrice-v17.pdf | https://bapisensors.sharepoint.com/sites/BAPIMediaLibrary/Shared%20Documents/Instructions/20907_ins_Immersion_Passive.pdf
BA/1003WI8BB2 | BA/100[3W]-I-8"-BB2 | TEMP SENSOR, IMMERS, 100 RTD 385, 8.00" PROBE, POLY ENCL |  | https://bapisensors.sharepoint.com/sites/BAPIMediaLibrary/Shared%20Documents/Product%20Images/Immersion_BB2_2020.png | https://bapisensors.sharepoint.com/sites/BAPIMediaLibrary/Shared%20Documents/Datasheets/Immersion_temp_NoPrice-v17.pdf | https://bapisensors.sharepoint.com/sites/BAPIMediaLibrary/Shared%20Documents/Instructions/20907_ins_Immersion_Passive.pdf
BA/100I8BB2TS | BA/100-I-8"-BB2-TS | TEMP SENSOR, IMMERS, 100 RTD 385, 8.00" PROBE, POLY ENCL |  | https://bapisensors.sharepoint.com/sites/BAPIMediaLibrary/Shared%20Documents/Product%20Images/Immersion_BB2_2020.png | https://bapisensors.sharepoint.com/sites/BAPIMediaLibrary/Shared%20Documents/Datasheets/Immersion_temp_NoPrice-v17.pdf | https://bapisensors.sharepoint.com/sites/BAPIMediaLibrary/Shared%20Documents/Instructions/20907_ins_Immersion_Passive.pdf
BA/10K2I10NB | BA/10K-2-I-10"-NB | TEMP SENSOR, IMMERS, 10K TYPE II, 10.00" PROBE, ENCL |  |  | https://bapisensors.sharepoint.com/sites/BAPIMediaLibrary/Shared%20Documents/Datasheets/Immersion_temp_NoPrice-v17.pdf | https://bapisensors.sharepoint.com/sites/BAPIMediaLibrary/Shared%20Documents/Instructions/20907_ins_Immersion_Passive.pdf
BA/10K2I10JB | BA/10K-2-I-10"-JB | TEMP SENSOR, IMMERS, 10K TYPE II, 10.00" PROBE, METALLIC ENCL |  | https://bapisensors.sharepoint.com/sites/BAPIMediaLibrary/Shared%20Documents/Product%20Images/Immersion_WP.png | https://bapisensors.sharepoint.com/sites/BAPIMediaLibrary/Shared%20Documents/Datasheets/Immersion_temp_NoPrice-v17.pdf | https://bapisensors.sharepoint.com/sites/BAPIMediaLibrary/Shared%20Documents/Instructions/20907_ins_Immersion_Passive.pdf
BA/10K2I10WP | BA/10K-2-I-10"-WP | TEMP SENSOR, IMMERS, 10K TYPE II, 10.00" PROBE, METALLIC ENCL |  | https://bapisensors.sharepoint.com/sites/BAPIMediaLibrary/Shared%20Documents/Product%20Images/Immersion_WP.png | https://bapisensors.sharepoint.com/sites/BAPIMediaLibrary/Shared%20Documents/Datasheets/Immersion_temp_NoPrice-v17.pdf | https://bapisensors.sharepoint.com/sites/BAPIMediaLibrary/Shared%20Documents/Instructions/20907_ins_Immersion_Passive.pdf
BA/10K2I10BB | BA/10K-2-I-10"-BB | TEMP SENSOR, IMMERS, 10K TYPE II, 10.00" PROBE, POLY ENCL |  | https://bapisensors.sharepoint.com/sites/BAPIMediaLibrary/Shared%20Documents/Product%20Images/Immersion_Trans_BB_2023.png | https://bapisensors.sharepoint.com/sites/BAPIMediaLibrary/Shared%20Documents/Datasheets/Immersion_temp_NoPrice-v17.pdf | https://bapisensors.sharepoint.com/sites/BAPIMediaLibrary/Shared%20Documents/Instructions/20907_ins_Immersion_Passive.pdf
BA/10K2I10BB2 | BA/10K-2-I-10"-BB2 | TEMP SENSOR, IMMERS, 10K TYPE II, 10.00" PROBE, POLY ENCL |  | https://bapisensors.sharepoint.com/sites/BAPIMediaLibrary/Shared%20Documents/Product%20Images/Immersion_BB2_2020.png | https://bapisensors.sharepoint.com/sites/BAPIMediaLibrary/Shared%20Documents/Datasheets/Immersion_temp_NoPrice-v17.pdf | https://bapisensors.sharepoint.com/sites/BAPIMediaLibrary/Shared%20Documents/Instructions/20907_ins_Immersion_Passive.pdf
BA/10K2I12NB18 | BA/10K-2-I-12"-NB-18" | TEMP SENSOR, IMMERS, 10K TYPE II, 12.00" PROBE, ENCL |  |  | https://bapisensors.sharepoint.com/sites/BAPIMediaLibrary/Shared%20Documents/Datasheets/Immersion_temp_NoPrice-v17.pdf | https://bapisensors.sharepoint.com/sites/BAPIMediaLibrary/Shared%20Documents/Instructions/20907_ins_Immersion_Passive.pdf
BA/10K2I12JB | BA/10K-2-I-12"-JB | TEMP SENSOR, IMMERS, 10K TYPE II, 12.00" PROBE, METALLIC ENCL |  | https://assets.kele.com/assets/product/w_300/h4yt7eo2mk1xrdgp9avm/ba10k-3-i-4-wp.png | https://bapisensors.sharepoint.com/sites/BAPIMediaLibrary/Shared%20Documents/Datasheets/Immersion_temp_NoPrice-v17.pdf | https://bapisensors.sharepoint.com/sites/BAPIMediaLibrary/Shared%20Documents/Instructions/20907_ins_Immersion_Passive.pdf
BA/10K2I12WP | BA/10K-2-I-12"-WP | TEMP SENSOR, IMMERS, 10K TYPE II, 12.00" PROBE, METALLIC ENCL |  | https://bapisensors.sharepoint.com/sites/BAPIMediaLibrary/Shared%20Documents/Product%20Images/Immersion_WP.png | https://bapisensors.sharepoint.com/sites/BAPIMediaLibrary/Shared%20Documents/Datasheets/Immersion_temp_NoPrice-v17.pdf | https://bapisensors.sharepoint.com/sites/BAPIMediaLibrary/Shared%20Documents/Instructions/20907_ins_Immersion_Passive.pdf
BA/10K2XPI12WP | BA/10K-2[XP]-I-12"-WP | TEMP SENSOR, IMMERS, 10K TYPE II, 12.00" PROBE, METALLIC ENCL |  | https://bapisensors.sharepoint.com/sites/BAPIMediaLibrary/Shared%20Documents/Product%20Images/Immersion_WP.png | https://bapisensors.sharepoint.com/sites/BAPIMediaLibrary/Shared%20Documents/Datasheets/Immersion_temp_NoPrice-v17.pdf | https://bapisensors.sharepoint.com/sites/BAPIMediaLibrary/Shared%20Documents/Instructions/20907_ins_Immersion_Passive.pdf
BA/10K2I12BB | BA/10K-2-I-12"-BB | TEMP SENSOR, IMMERS, 10K TYPE II, 12.00" PROBE, POLY ENCL |  | https://bapisensors.sharepoint.com/sites/BAPIMediaLibrary/Shared%20Documents/Product%20Images/Immersion_Trans_BB_2023.png | https://bapisensors.sharepoint.com/sites/BAPIMediaLibrary/Shared%20Documents/Datasheets/Immersion_temp_NoPrice-v17.pdf | https://bapisensors.sharepoint.com/sites/BAPIMediaLibrary/Shared%20Documents/Instructions/20907_ins_Immersion_Passive.pdf
BA/10K2I14JB | BA/10K-2-I-14"-JB | TEMP SENSOR, IMMERS, 10K TYPE II, 14.00" PROBE, METALLIC ENCL |  | https://assets.kele.com/assets/product/w_300/h4yt7eo2mk1xrdgp9avm/ba10k-3-i-4-wp.png | https://bapisensors.sharepoint.com/sites/BAPIMediaLibrary/Shared%20Documents/Datasheets/Immersion_temp_NoPrice-v17.pdf | https://bapisensors.sharepoint.com/sites/BAPIMediaLibrary/Shared%20Documents/Instructions/20907_ins_Immersion_Passive.pdf
BA/10K2XPI14WP | BA/10K-2[XP]-I-14"-WP | TEMP SENSOR, IMMERS, 10K TYPE II, 14.00" PROBE, METALLIC ENCL |  | https://bapisensors.sharepoint.com/sites/BAPIMediaLibrary/Shared%20Documents/Product%20Images/Immersion_WP.png | https://bapisensors.sharepoint.com/sites/BAPIMediaLibrary/Shared%20Documents/Datasheets/Immersion_temp_NoPrice-v17.pdf | https://bapisensors.sharepoint.com/sites/BAPIMediaLibrary/Shared%20Documents/Instructions/20907_ins_Immersion_Passive.pdf
BA/10K2I14BB | BA/10K-2-I-14"-BB | TEMP SENSOR, IMMERS, 10K TYPE II, 14.00" PROBE, POLY ENCL |  | https://bapisensors.sharepoint.com/sites/BAPIMediaLibrary/Shared%20Documents/Product%20Images/Immersion_Trans_BB_2023.png | https://bapisensors.sharepoint.com/sites/BAPIMediaLibrary/Shared%20Documents/Datasheets/Immersion_temp_NoPrice-v17.pdf | https://bapisensors.sharepoint.com/sites/BAPIMediaLibrary/Shared%20Documents/Instructions/20907_ins_Immersion_Passive.pdf
BA/10K2I16JB | BA/10K-2-I-16"-JB | TEMP SENSOR, IMMERS, 10K TYPE II, 16.00" PROBE, METALLIC ENCL |  | https://assets.kele.com/assets/product/w_300/h4yt7eo2mk1xrdgp9avm/ba10k-3-i-4-wp.png | https://bapisensors.sharepoint.com/sites/BAPIMediaLibrary/Shared%20Documents/Datasheets/Immersion_temp_NoPrice-v17.pdf | https://bapisensors.sharepoint.com/sites/BAPIMediaLibrary/Shared%20Documents/Instructions/20907_ins_Immersion_Passive.pdf
BA/10K2XPI16JB | BA/10K-2[XP]-I-16"-JB | TEMP SENSOR, IMMERS, 10K TYPE II, 16.00" PROBE, METALLIC ENCL |  | https://assets.kele.com/assets/product/w_300/h4yt7eo2mk1xrdgp9avm/ba10k-3-i-4-wp.png | https://bapisensors.sharepoint.com/sites/BAPIMediaLibrary/Shared%20Documents/Datasheets/Immersion_temp_NoPrice-v17.pdf | https://bapisensors.sharepoint.com/sites/BAPIMediaLibrary/Shared%20Documents/Instructions/20907_ins_Immersion_Passive.pdf
BA/10K2I18JB | BA/10K-2-I-18"-JB | TEMP SENSOR, IMMERS, 10K TYPE II, 18.00" PROBE, METALLIC ENCL |  | https://assets.kele.com/assets/product/w_300/h4yt7eo2mk1xrdgp9avm/ba10k-3-i-4-wp.png | https://bapisensors.sharepoint.com/sites/BAPIMediaLibrary/Shared%20Documents/Datasheets/Immersion_temp_NoPrice-v17.pdf | https://bapisensors.sharepoint.com/sites/BAPIMediaLibrary/Shared%20Documents/Instructions/20907_ins_Immersion_Passive.pdf
BA/10K2I18WP | BA/10K-2-I-18"-WP | TEMP SENSOR, IMMERS, 10K TYPE II, 18.00" PROBE, METALLIC ENCL |  | https://bapisensors.sharepoint.com/sites/BAPIMediaLibrary/Shared%20Documents/Product%20Images/Immersion_WP.png | https://bapisensors.sharepoint.com/sites/BAPIMediaLibrary/Shared%20Documents/Datasheets/Immersion_temp_NoPrice-v17.pdf | https://bapisensors.sharepoint.com/sites/BAPIMediaLibrary/Shared%20Documents/Instructions/20907_ins_Immersion_Passive.pdf
BA/10K2I18BB | BA/10K-2-I-18"-BB | TEMP SENSOR, IMMERS, 10K TYPE II, 18.00" PROBE, POLY ENCL |  | https://bapisensors.sharepoint.com/sites/BAPIMediaLibrary/Shared%20Documents/Product%20Images/Immersion_Trans_BB_2023.png | https://bapisensors.sharepoint.com/sites/BAPIMediaLibrary/Shared%20Documents/Datasheets/Immersion_temp_NoPrice-v17.pdf | https://bapisensors.sharepoint.com/sites/BAPIMediaLibrary/Shared%20Documents/Instructions/20907_ins_Immersion_Passive.pdf
BA/10K2I18BB2 | BA/10K-2-I-18"-BB2 | TEMP SENSOR, IMMERS, 10K TYPE II, 18.00" PROBE, POLY ENCL |  | https://bapisensors.sharepoint.com/sites/BAPIMediaLibrary/Shared%20Documents/Product%20Images/Immersion_Trans_BB_2023.png | https://bapisensors.sharepoint.com/sites/BAPIMediaLibrary/Shared%20Documents/Datasheets/Immersion_temp_NoPrice-v17.pdf | https://bapisensors.sharepoint.com/sites/BAPIMediaLibrary/Shared%20Documents/Instructions/20907_ins_Immersion_Passive.pdf
BA/10K2I2NB10 | BA/10K-2-I-2"-NB-10' | TEMP SENSOR, IMMERS, 10K TYPE II, 2.00" PROBE, ENCL |  |  | https://bapisensors.sharepoint.com/sites/BAPIMediaLibrary/Shared%20Documents/Datasheets/Immersion_temp_NoPrice-v17.pdf | https://bapisensors.sharepoint.com/sites/BAPIMediaLibrary/Shared%20Documents/Instructions/20907_ins_Immersion_Passive.pdf
BA/10K2I2NB18 | BA/10K-2-I-2"-NB-18" | TEMP SENSOR, IMMERS, 10K TYPE II, 2.00" PROBE, ENCL |  |  | https://bapisensors.sharepoint.com/sites/BAPIMediaLibrary/Shared%20Documents/Datasheets/Immersion_temp_NoPrice-v17.pdf | https://bapisensors.sharepoint.com/sites/BAPIMediaLibrary/Shared%20Documents/Instructions/20907_ins_Immersion_Passive.pdf
BA/10K2-I-2-JB | BA/10K2-I-2-JB | TEMP SENSOR, IMMERS, 10K TYPE II, 2.00" PROBE, METALLIC ENCL |  | https://assets.kele.com/assets/product/w_300/h4yt7eo2mk1xrdgp9avm/ba10k-3-i-4-wp.png | https://bapisensors.sharepoint.com/sites/BAPIMediaLibrary/Shared%20Documents/Datasheets/Immersion_temp_NoPrice-v17.pdf | https://bapisensors.sharepoint.com/sites/BAPIMediaLibrary/Shared%20Documents/Instructions/20907_ins_Immersion_Passive.pdf
BA/10K2-I-2-WP | BA/10K2-I-2"-WP | TEMP SENSOR, IMMERS, 10K TYPE II, 2.00" PROBE, METALLIC ENCL |  | https://bapisensors.sharepoint.com/sites/BAPIMediaLibrary/Shared%20Documents/Product%20Images/Immersion_WP.png | https://bapisensors.sharepoint.com/sites/BAPIMediaLibrary/Shared%20Documents/Datasheets/Immersion_temp_NoPrice-v17.pdf | https://bapisensors.sharepoint.com/sites/BAPIMediaLibrary/Shared%20Documents/Instructions/20907_ins_Immersion_Passive.pdf
BA/10K2I2SSWP | BA/10K-2-I-2"-SS-WP | TEMP SENSOR, IMMERS, 10K TYPE II, 2.00" PROBE, METALLIC ENCL |  |  | https://bapisensors.sharepoint.com/sites/BAPIMediaLibrary/Shared%20Documents/Datasheets/Immersion_Probe_SS_NoPrice-v17.pdf | https://bapisensors.sharepoint.com/sites/BAPIMediaLibrary/Shared%20Documents/Instructions/20908_ins_ImrsnDblThread_Passive.pdf
BA/10K2I2SSWPO | BA/10K-2-I-2"-SS-WPO | TEMP SENSOR, IMMERS, 10K TYPE II, 2.00" PROBE, METALLIC ENCL |  | https://bapisensors.sharepoint.com/sites/BAPIMediaLibrary/Shared%20Documents/Product%20Images/Immersion_WPO.png | https://bapisensors.sharepoint.com/sites/BAPIMediaLibrary/Shared%20Documents/Datasheets/Immersion_Probe_SS_NoPrice-v17.pdf | https://bapisensors.sharepoint.com/sites/BAPIMediaLibrary/Shared%20Documents/Instructions/20908_ins_ImrsnDblThread_Passive.pdf
BA/10K2XPI2JB | BA/10K-2[XP]-I-2"-JB | TEMP SENSOR, IMMERS, 10K TYPE II, 2.00" PROBE, METALLIC ENCL |  | https://assets.kele.com/assets/product/w_300/h4yt7eo2mk1xrdgp9avm/ba10k-3-i-4-wp.png | https://bapisensors.sharepoint.com/sites/BAPIMediaLibrary/Shared%20Documents/Datasheets/Immersion_temp_NoPrice-v17.pdf | https://bapisensors.sharepoint.com/sites/BAPIMediaLibrary/Shared%20Documents/Instructions/20907_ins_Immersion_Passive.pdf
BA/10K2XPI2SSWP | BA/10K-2[XP]-I-2"-SS-WP | TEMP SENSOR, IMMERS, 10K TYPE II, 2.00" PROBE, METALLIC ENCL |  |  | https://bapisensors.sharepoint.com/sites/BAPIMediaLibrary/Shared%20Documents/Datasheets/Immersion_Probe_SS_NoPrice-v17.pdf | https://bapisensors.sharepoint.com/sites/BAPIMediaLibrary/Shared%20Documents/Instructions/20908_ins_ImrsnDblThread_Passive.pdf
BA/10K2XPI2WP | BA/10K-2[XP]-I-2"-WP | TEMP SENSOR, IMMERS, 10K TYPE II, 2.00" PROBE, METALLIC ENCL |  | https://bapisensors.sharepoint.com/sites/BAPIMediaLibrary/Shared%20Documents/Product%20Images/Immersion_WP.png | https://bapisensors.sharepoint.com/sites/BAPIMediaLibrary/Shared%20Documents/Datasheets/Immersion_temp_NoPrice-v17.pdf | https://bapisensors.sharepoint.com/sites/BAPIMediaLibrary/Shared%20Documents/Instructions/20907_ins_Immersion_Passive.pdf
BA/10K2-I-2-BB | BA/10K2-I-2-BB | TEMP SENSOR, IMMERS, 10K TYPE II, 2.00" PROBE, POLY ENCL |  | https://bapisensors.sharepoint.com/sites/BAPIMediaLibrary/Shared%20Documents/Product%20Images/Immersion_Trans_BB_2023.png | https://bapisensors.sharepoint.com/sites/BAPIMediaLibrary/Shared%20Documents/Datasheets/Immersion_temp_NoPrice-v17.pdf | https://bapisensors.sharepoint.com/sites/BAPIMediaLibrary/Shared%20Documents/Instructions/20907_ins_Immersion_Passive.pdf
BA/10K2-I-2BB2 | BA/10K2-I-2BB2 | TEMP SENSOR, IMMERS, 10K TYPE II, 2.00" PROBE, POLY ENCL |  | https://bapisensors.sharepoint.com/sites/BAPIMediaLibrary/Shared%20Documents/Product%20Images/Immersion_BB2_2020.png | https://bapisensors.sharepoint.com/sites/BAPIMediaLibrary/Shared%20Documents/Datasheets/Immersion_temp_NoPrice-v17.pdf | https://bapisensors.sharepoint.com/sites/BAPIMediaLibrary/Shared%20Documents/Instructions/20907_ins_Immersion_Passive.pdf
BA/10K2-I-2BB4 | BA/10K2-I-2BB4 | TEMP SENSOR, IMMERS, 10K TYPE II, 2.00" PROBE, POLY ENCL |  |  | https://bapisensors.sharepoint.com/sites/BAPIMediaLibrary/Shared%20Documents/Datasheets/Immersion_temp_NoPrice-v17.pdf | https://bapisensors.sharepoint.com/sites/BAPIMediaLibrary/Shared%20Documents/Instructions/20907_ins_Immersion_Passive.pdf
BA/10K2I2BB2TS | BA/10K-2-I-2"-BB2-TS | TEMP SENSOR, IMMERS, 10K TYPE II, 2.00" PROBE, POLY ENCL |  | https://bapisensors.sharepoint.com/sites/BAPIMediaLibrary/Shared%20Documents/Product%20Images/Immersion_BB2_2020.png | https://bapisensors.sharepoint.com/sites/BAPIMediaLibrary/Shared%20Documents/Datasheets/Immersion_temp_NoPrice-v17.pdf | https://bapisensors.sharepoint.com/sites/BAPIMediaLibrary/Shared%20Documents/Instructions/20907_ins_Immersion_Passive.pdf
BA/10K2I2BBTS | BA/10K-2-I-2"-BB-TS | TEMP SENSOR, IMMERS, 10K TYPE II, 2.00" PROBE, POLY ENCL |  | https://bapisensors.sharepoint.com/sites/BAPIMediaLibrary/Shared%20Documents/Product%20Images/Immersion_Trans_BB_2023.png | https://bapisensors.sharepoint.com/sites/BAPIMediaLibrary/Shared%20Documents/Datasheets/Immersion_temp_NoPrice-v17.pdf | https://bapisensors.sharepoint.com/sites/BAPIMediaLibrary/Shared%20Documents/Instructions/20907_ins_Immersion_Passive.pdf
BA/10K2I2SSBB | BA/10K-2-I-2"-SS-BB | TEMP SENSOR, IMMERS, 10K TYPE II, 2.00" PROBE, POLY ENCL |  | https://bapisensors.sharepoint.com/sites/BAPIMediaLibrary/Shared%20Documents/Product%20Images/Immersion_SS_BB.png | https://bapisensors.sharepoint.com/sites/BAPIMediaLibrary/Shared%20Documents/Datasheets/Immersion_Probe_SS_NoPrice-v17.pdf | https://bapisensors.sharepoint.com/sites/BAPIMediaLibrary/Shared%20Documents/Instructions/20908_ins_ImrsnDblThread_Passive.pdf
BA/10K2I2SSBB2 | BA/10K-2-I-2"-SS-BB2 | TEMP SENSOR, IMMERS, 10K TYPE II, 2.00" PROBE, POLY ENCL |  | https://bapisensors.sharepoint.com/sites/BAPIMediaLibrary/Shared%20Documents/Product%20Images/Immersion_SS_Trans_BB2_2020-1.png | https://bapisensors.sharepoint.com/sites/BAPIMediaLibrary/Shared%20Documents/Datasheets/Immersion_Probe_SS_NoPrice-v17.pdf | https://bapisensors.sharepoint.com/sites/BAPIMediaLibrary/Shared%20Documents/Instructions/20908_ins_ImrsnDblThread_Passive.pdf
BA/10K2I2SSBBO | BA/10K-2-I-2"-SS-BBO | TEMP SENSOR, IMMERS, 10K TYPE II, 2.00" PROBE, POLY ENCL |  | https://bapisensors.sharepoint.com/sites/BAPIMediaLibrary/Shared%20Documents/Product%20Images/Immersion_SS_BBO.png | https://bapisensors.sharepoint.com/sites/BAPIMediaLibrary/Shared%20Documents/Datasheets/Immersion_Probe_SS_NoPrice-v17.pdf | https://bapisensors.sharepoint.com/sites/BAPIMediaLibrary/Shared%20Documents/Instructions/20908_ins_ImrsnDblThread_Passive.pdf
BA/10K2I2SSBBTS | BA/10K-2-I-2"-SS-BB-TS | TEMP SENSOR, IMMERS, 10K TYPE II, 2.00" PROBE, POLY ENCL |  | https://bapisensors.sharepoint.com/sites/BAPIMediaLibrary/Shared%20Documents/Product%20Images/Immersion_SS_BB.png | https://bapisensors.sharepoint.com/sites/BAPIMediaLibrary/Shared%20Documents/Datasheets/Immersion_Probe_SS_NoPrice-v17.pdf | https://bapisensors.sharepoint.com/sites/BAPIMediaLibrary/Shared%20Documents/Instructions/20908_ins_ImrsnDblThread_Passive.pdf
BA/10K2XPI2BB | BA/10K-2[XP]-I-2"-BB | TEMP SENSOR, IMMERS, 10K TYPE II, 2.00" PROBE, POLY ENCL |  | https://bapisensors.sharepoint.com/sites/BAPIMediaLibrary/Shared%20Documents/Product%20Images/Immersion_Trans_BB_2023.png | https://bapisensors.sharepoint.com/sites/BAPIMediaLibrary/Shared%20Documents/Datasheets/Immersion_temp_NoPrice-v17.pdf | https://bapisensors.sharepoint.com/sites/BAPIMediaLibrary/Shared%20Documents/Instructions/20907_ins_Immersion_Passive.pdf
BA/10K2XPI2BB2 | BA/10K-2[XP]-I-2"-BB2 | TEMP SENSOR, IMMERS, 10K TYPE II, 2.00" PROBE, POLY ENCL |  | https://bapisensors.sharepoint.com/sites/BAPIMediaLibrary/Shared%20Documents/Product%20Images/Immersion_BB2_2020.png | https://bapisensors.sharepoint.com/sites/BAPIMediaLibrary/Shared%20Documents/Datasheets/Immersion_temp_NoPrice-v17.pdf | https://bapisensors.sharepoint.com/sites/BAPIMediaLibrary/Shared%20Documents/Instructions/20907_ins_Immersion_Passive.pdf
BA/10K2XPI2BBTS | BA/10K-2[XP]-I-2"-BB-TS | TEMP SENSOR, IMMERS, 10K TYPE II, 2.00" PROBE, POLY ENCL |  | https://bapisensors.sharepoint.com/sites/BAPIMediaLibrary/Shared%20Documents/Product%20Images/Immersion_Trans_BB_2023.png | https://bapisensors.sharepoint.com/sites/BAPIMediaLibrary/Shared%20Documents/Datasheets/Immersion_temp_NoPrice-v17.pdf | https://bapisensors.sharepoint.com/sites/BAPIMediaLibrary/Shared%20Documents/Instructions/20907_ins_Immersion_Passive.pdf
BA/10K2XPI2SSBB | BA/10K-2[XP]-I-2"-SS-BB | TEMP SENSOR, IMMERS, 10K TYPE II, 2.00" PROBE, POLY ENCL |  | https://bapisensors.sharepoint.com/sites/BAPIMediaLibrary/Shared%20Documents/Product%20Images/Immersion_SS_BB.png | https://bapisensors.sharepoint.com/sites/BAPIMediaLibrary/Shared%20Documents/Datasheets/Immersion_Probe_SS_NoPrice-v17.pdf | https://bapisensors.sharepoint.com/sites/BAPIMediaLibrary/Shared%20Documents/Instructions/20908_ins_ImrsnDblThread_Passive.pdf
BA/10K2I20JB | BA/10K-2-I-20"-JB | TEMP SENSOR, IMMERS, 10K TYPE II, 20.00" PROBE, METALLIC ENCL |  | https://assets.kele.com/assets/product/w_300/h4yt7eo2mk1xrdgp9avm/ba10k-3-i-4-wp.png | https://bapisensors.sharepoint.com/sites/BAPIMediaLibrary/Shared%20Documents/Datasheets/Immersion_temp_NoPrice-v17.pdf | https://bapisensors.sharepoint.com/sites/BAPIMediaLibrary/Shared%20Documents/Instructions/20907_ins_Immersion_Passive.pdf
BA/10K2I22WP | BA/10K-2-I-22"-WP | TEMP SENSOR, IMMERS, 10K TYPE II, 22.00" PROBE, METALLIC ENCL |  | https://bapisensors.sharepoint.com/sites/BAPIMediaLibrary/Shared%20Documents/Product%20Images/Immersion_WP.png | https://bapisensors.sharepoint.com/sites/BAPIMediaLibrary/Shared%20Documents/Datasheets/Immersion_temp_NoPrice-v17.pdf | https://bapisensors.sharepoint.com/sites/BAPIMediaLibrary/Shared%20Documents/Instructions/20907_ins_Immersion_Passive.pdf
BA/10K2I24JB | BA/10K-2-I-24"-JB | TEMP SENSOR, IMMERS, 10K TYPE II, 24.00" PROBE, METALLIC ENCL |  | https://assets.kele.com/assets/product/w_300/h4yt7eo2mk1xrdgp9avm/ba10k-3-i-4-wp.png | https://bapisensors.sharepoint.com/sites/BAPIMediaLibrary/Shared%20Documents/Datasheets/Immersion_temp_NoPrice-v17.pdf | https://bapisensors.sharepoint.com/sites/BAPIMediaLibrary/Shared%20Documents/Instructions/20907_ins_Immersion_Passive.pdf
BA/10K2I24WP | BA/10K-2-I-24"-WP | TEMP SENSOR, IMMERS, 10K TYPE II, 24.00" PROBE, METALLIC ENCL |  | https://bapisensors.sharepoint.com/sites/BAPIMediaLibrary/Shared%20Documents/Product%20Images/Immersion_WP.png | https://bapisensors.sharepoint.com/sites/BAPIMediaLibrary/Shared%20Documents/Datasheets/Immersion_temp_NoPrice-v17.pdf | https://bapisensors.sharepoint.com/sites/BAPIMediaLibrary/Shared%20Documents/Instructions/20907_ins_Immersion_Passive.pdf
BA/10K2I4NB15 | BA/10K-2-I-4"-NB-15' | TEMP SENSOR, IMMERS, 10K TYPE II, 4.00" PROBE, ENCL |  |  | https://bapisensors.sharepoint.com/sites/BAPIMediaLibrary/Shared%20Documents/Datasheets/Immersion_temp_NoPrice-v17.pdf | https://bapisensors.sharepoint.com/sites/BAPIMediaLibrary/Shared%20Documents/Instructions/20907_ins_Immersion_Passive.pdf
BA/10K2I4NB18 | BA/10K-2-I-4"-NB-18" | TEMP SENSOR, IMMERS, 10K TYPE II, 4.00" PROBE, ENCL |  |  | https://bapisensors.sharepoint.com/sites/BAPIMediaLibrary/Shared%20Documents/Datasheets/Immersion_temp_NoPrice-v17.pdf | https://bapisensors.sharepoint.com/sites/BAPIMediaLibrary/Shared%20Documents/Instructions/20907_ins_Immersion_Passive.pdf
BA/10K2I4NB25 | BA/10K-2-I-4"-NB-25' | TEMP SENSOR, IMMERS, 10K TYPE II, 4.00" PROBE, ENCL |  |  | https://bapisensors.sharepoint.com/sites/BAPIMediaLibrary/Shared%20Documents/Datasheets/Immersion_temp_NoPrice-v17.pdf | https://bapisensors.sharepoint.com/sites/BAPIMediaLibrary/Shared%20Documents/Instructions/20907_ins_Immersion_Passive.pdf
BA/10K2-I-4-JB | BA/10K2-I-4-JB | TEMP SENSOR, IMMERS, 10K TYPE II, 4.00" PROBE, METALLIC ENCL |  | https://assets.kele.com/assets/product/w_300/h4yt7eo2mk1xrdgp9avm/ba10k-3-i-4-wp.png | https://bapisensors.sharepoint.com/sites/BAPIMediaLibrary/Shared%20Documents/Datasheets/Immersion_temp_NoPrice-v17.pdf | https://bapisensors.sharepoint.com/sites/BAPIMediaLibrary/Shared%20Documents/Instructions/20907_ins_Immersion_Passive.pdf
BA/10K2-I-4-WP | BA/10K2-I-4"-WP | TEMP SENSOR, IMMERS, 10K TYPE II, 4.00" PROBE, METALLIC ENCL |  | https://bapisensors.sharepoint.com/sites/BAPIMediaLibrary/Shared%20Documents/Product%20Images/Immersion_WP.png | https://bapisensors.sharepoint.com/sites/BAPIMediaLibrary/Shared%20Documents/Datasheets/Immersion_temp_NoPrice-v17.pdf | https://bapisensors.sharepoint.com/sites/BAPIMediaLibrary/Shared%20Documents/Instructions/20907_ins_Immersion_Passive.pdf
BA/10K2I4SSWP | BA/10K-2-I-4"-SS-WP | TEMP SENSOR, IMMERS, 10K TYPE II, 4.00" PROBE, METALLIC ENCL |  |  | https://bapisensors.sharepoint.com/sites/BAPIMediaLibrary/Shared%20Documents/Datasheets/Immersion_Probe_SS_NoPrice-v17.pdf | https://bapisensors.sharepoint.com/sites/BAPIMediaLibrary/Shared%20Documents/Instructions/20908_ins_ImrsnDblThread_Passive.pdf
BA/10K2I4SSWPO | BA/10K-2-I-4"-SS-WPO | TEMP SENSOR, IMMERS, 10K TYPE II, 4.00" PROBE, METALLIC ENCL |  |  | https://bapisensors.sharepoint.com/sites/BAPIMediaLibrary/Shared%20Documents/Datasheets/Immersion_Probe_SS_NoPrice-v17.pdf | https://bapisensors.sharepoint.com/sites/BAPIMediaLibrary/Shared%20Documents/Instructions/20908_ins_ImrsnDblThread_Passive.pdf
BA/10K2I4WPO | BA/10K-2-I-4"-WPO | TEMP SENSOR, IMMERS, 10K TYPE II, 4.00" PROBE, METALLIC ENCL |  | https://bapisensors.sharepoint.com/sites/BAPIMediaLibrary/Shared%20Documents/Product%20Images/Immersion_WP.png | https://bapisensors.sharepoint.com/sites/BAPIMediaLibrary/Shared%20Documents/Datasheets/Immersion_temp_NoPrice-v17.pdf | https://bapisensors.sharepoint.com/sites/BAPIMediaLibrary/Shared%20Documents/Instructions/20907_ins_Immersion_Passive.pdf
BA/10K2XPI4JB | BA/10K2[XP]I4JB | TEMP SENSOR, IMMERS, 10K TYPE II, 4.00" PROBE, METALLIC ENCL |  | https://assets.kele.com/assets/product/w_300/h4yt7eo2mk1xrdgp9avm/ba10k-3-i-4-wp.png | https://bapisensors.sharepoint.com/sites/BAPIMediaLibrary/Shared%20Documents/Datasheets/Immersion_temp_NoPrice-v17.pdf | https://bapisensors.sharepoint.com/sites/BAPIMediaLibrary/Shared%20Documents/Instructions/20907_ins_Immersion_Passive.pdf
BA/10K2XPI4SSWP | BA/10K-2[XP]-I-4"-SS-WP | TEMP SENSOR, IMMERS, 10K TYPE II, 4.00" PROBE, METALLIC ENCL |  |  | https://bapisensors.sharepoint.com/sites/BAPIMediaLibrary/Shared%20Documents/Datasheets/Immersion_Probe_SS_NoPrice-v17.pdf | https://bapisensors.sharepoint.com/sites/BAPIMediaLibrary/Shared%20Documents/Instructions/20908_ins_ImrsnDblThread_Passive.pdf
BA/10K2XPI4WP | BA/10K-2[XP]-I-4"-WP | TEMP SENSOR, IMMERS, 10K TYPE II, 4.00" PROBE, METALLIC ENCL |  | https://bapisensors.sharepoint.com/sites/BAPIMediaLibrary/Shared%20Documents/Product%20Images/Immersion_WP.png | https://bapisensors.sharepoint.com/sites/BAPIMediaLibrary/Shared%20Documents/Datasheets/Immersion_temp_NoPrice-v17.pdf | https://bapisensors.sharepoint.com/sites/BAPIMediaLibrary/Shared%20Documents/Instructions/20907_ins_Immersion_Passive.pdf
BA/10K2-I-4-BB | BA/10K2-I-4-BB | TEMP SENSOR, IMMERS, 10K TYPE II, 4.00" PROBE, POLY ENCL |  | https://bapisensors.sharepoint.com/sites/BAPIMediaLibrary/Shared%20Documents/Product%20Images/Immersion_Trans_BB_2023.png | https://bapisensors.sharepoint.com/sites/BAPIMediaLibrary/Shared%20Documents/Datasheets/Immersion_temp_NoPrice-v17.pdf | https://bapisensors.sharepoint.com/sites/BAPIMediaLibrary/Shared%20Documents/Instructions/20907_ins_Immersion_Passive.pdf
BA/10K2-I-4BB2 | BA/10K2-I-4BB2 | TEMP SENSOR, IMMERS, 10K TYPE II, 4.00" PROBE, POLY ENCL |  | https://bapisensors.sharepoint.com/sites/BAPIMediaLibrary/Shared%20Documents/Product%20Images/Immersion_BB2_2020.png | https://bapisensors.sharepoint.com/sites/BAPIMediaLibrary/Shared%20Documents/Datasheets/Immersion_temp_NoPrice-v17.pdf | https://bapisensors.sharepoint.com/sites/BAPIMediaLibrary/Shared%20Documents/Instructions/20907_ins_Immersion_Passive.pdf
BA/10K2-I-4BB4 | BA/10K2-I-4BB4 | TEMP SENSOR, IMMERS, 10K TYPE II, 4.00" PROBE, POLY ENCL |  |  | https://bapisensors.sharepoint.com/sites/BAPIMediaLibrary/Shared%20Documents/Datasheets/Immersion_temp_NoPrice-v17.pdf | https://bapisensors.sharepoint.com/sites/BAPIMediaLibrary/Shared%20Documents/Instructions/20907_ins_Immersion_Passive.pdf
BA/10K2I4BB2TS | BA/10K-2-I-4"-BB2-TS | TEMP SENSOR, IMMERS, 10K TYPE II, 4.00" PROBE, POLY ENCL |  | https://bapisensors.sharepoint.com/sites/BAPIMediaLibrary/Shared%20Documents/Product%20Images/Immersion_BB2_2020.png | https://bapisensors.sharepoint.com/sites/BAPIMediaLibrary/Shared%20Documents/Datasheets/Immersion_temp_NoPrice-v17.pdf | https://bapisensors.sharepoint.com/sites/BAPIMediaLibrary/Shared%20Documents/Instructions/20907_ins_Immersion_Passive.pdf
BA/10K2I4BBTS | BA/10K-2-I-4"-BB-TS | TEMP SENSOR, IMMERS, 10K TYPE II, 4.00" PROBE, POLY ENCL |  | https://bapisensors.sharepoint.com/sites/BAPIMediaLibrary/Shared%20Documents/Product%20Images/Immersion_Trans_BB_2023.png | https://bapisensors.sharepoint.com/sites/BAPIMediaLibrary/Shared%20Documents/Datasheets/Immersion_temp_NoPrice-v17.pdf | https://bapisensors.sharepoint.com/sites/BAPIMediaLibrary/Shared%20Documents/Instructions/20907_ins_Immersion_Passive.pdf
BA/10K2I4SSBB | BA/10K-2-I-4"-SS-BB | TEMP SENSOR, IMMERS, 10K TYPE II, 4.00" PROBE, POLY ENCL |  | https://bapisensors.sharepoint.com/sites/BAPIMediaLibrary/Shared%20Documents/Product%20Images/Immersion_SS_BB.png | https://bapisensors.sharepoint.com/sites/BAPIMediaLibrary/Shared%20Documents/Datasheets/Immersion_Probe_SS_NoPrice-v17.pdf | https://bapisensors.sharepoint.com/sites/BAPIMediaLibrary/Shared%20Documents/Instructions/20908_ins_ImrsnDblThread_Passive.pdf
BA/10K2I4SSBB2 | BA/10K-2-I-4"-SS-BB2 | TEMP SENSOR, IMMERS, 10K TYPE II, 4.00" PROBE, POLY ENCL |  | https://bapisensors.sharepoint.com/sites/BAPIMediaLibrary/Shared%20Documents/Product%20Images/Immersion_SS_Trans_BB2_2020-1.png | https://bapisensors.sharepoint.com/sites/BAPIMediaLibrary/Shared%20Documents/Datasheets/Immersion_Probe_SS_NoPrice-v17.pdf | https://bapisensors.sharepoint.com/sites/BAPIMediaLibrary/Shared%20Documents/Instructions/20908_ins_ImrsnDblThread_Passive.pdf
BA/10K2I4SSBBTS | BA/10K-2-I-4"-SS-BB-TS | TEMP SENSOR, IMMERS, 10K TYPE II, 4.00" PROBE, POLY ENCL |  | https://bapisensors.sharepoint.com/sites/BAPIMediaLibrary/Shared%20Documents/Product%20Images/Immersion_SS_BB.png | https://bapisensors.sharepoint.com/sites/BAPIMediaLibrary/Shared%20Documents/Datasheets/Immersion_Probe_SS_NoPrice-v17.pdf | https://bapisensors.sharepoint.com/sites/BAPIMediaLibrary/Shared%20Documents/Instructions/20908_ins_ImrsnDblThread_Passive.pdf
BA/10K2XPI4BB | BA/10K-2[XP]-I-4"-BB | TEMP SENSOR, IMMERS, 10K TYPE II, 4.00" PROBE, POLY ENCL |  | https://bapisensors.sharepoint.com/sites/BAPIMediaLibrary/Shared%20Documents/Product%20Images/Immersion_Trans_BB_2023.png | https://bapisensors.sharepoint.com/sites/BAPIMediaLibrary/Shared%20Documents/Datasheets/Immersion_temp_NoPrice-v17.pdf | https://bapisensors.sharepoint.com/sites/BAPIMediaLibrary/Shared%20Documents/Instructions/20907_ins_Immersion_Passive.pdf
BA/10K2XPI4BB2 | BA/10K-2[XP]-I-4"-BB2 | TEMP SENSOR, IMMERS, 10K TYPE II, 4.00" PROBE, POLY ENCL |  | https://bapisensors.sharepoint.com/sites/BAPIMediaLibrary/Shared%20Documents/Product%20Images/Immersion_BB2_2020.png | https://bapisensors.sharepoint.com/sites/BAPIMediaLibrary/Shared%20Documents/Datasheets/Immersion_temp_NoPrice-v17.pdf | https://bapisensors.sharepoint.com/sites/BAPIMediaLibrary/Shared%20Documents/Instructions/20907_ins_Immersion_Passive.pdf
BA/10K2XPI4BB4 | BA/10K-2[XP]-I-4"-BB4 | TEMP SENSOR, IMMERS, 10K TYPE II, 4.00" PROBE, POLY ENCL |  |  | https://bapisensors.sharepoint.com/sites/BAPIMediaLibrary/Shared%20Documents/Datasheets/Immersion_temp_NoPrice-v17.pdf | https://bapisensors.sharepoint.com/sites/BAPIMediaLibrary/Shared%20Documents/Instructions/20907_ins_Immersion_Passive.pdf
BA/10K2XPI4BBTS | BA/10K-2[XP]-I-4"-BB-TS | TEMP SENSOR, IMMERS, 10K TYPE II, 4.00" PROBE, POLY ENCL |  | https://bapisensors.sharepoint.com/sites/BAPIMediaLibrary/Shared%20Documents/Product%20Images/Immersion_Trans_BB_2023.png | https://bapisensors.sharepoint.com/sites/BAPIMediaLibrary/Shared%20Documents/Datasheets/Immersion_temp_NoPrice-v17.pdf | https://bapisensors.sharepoint.com/sites/BAPIMediaLibrary/Shared%20Documents/Instructions/20907_ins_Immersion_Passive.pdf
BA/10K2XPI4SSBB | BA/10K-2[XP]-I-4"-SS-BB | TEMP SENSOR, IMMERS, 10K TYPE II, 4.00" PROBE, POLY ENCL |  | https://bapisensors.sharepoint.com/sites/BAPIMediaLibrary/Shared%20Documents/Product%20Images/Immersion_SS_BB.png | https://bapisensors.sharepoint.com/sites/BAPIMediaLibrary/Shared%20Documents/Datasheets/Immersion_Probe_SS_NoPrice-v17.pdf | https://bapisensors.sharepoint.com/sites/BAPIMediaLibrary/Shared%20Documents/Datasheets/Immersion_Probe_SS_NoPrice-v17.pdf
BA/10K2I6JB | BA/10K-2-I-6"-JB | TEMP SENSOR, IMMERS, 10K TYPE II, 6.00" PROBE, METALLIC ENCL |  | https://assets.kele.com/assets/product/w_300/h4yt7eo2mk1xrdgp9avm/ba10k-3-i-4-wp.png | https://bapisensors.sharepoint.com/sites/BAPIMediaLibrary/Shared%20Documents/Datasheets/Immersion_temp_NoPrice-v17.pdf | https://bapisensors.sharepoint.com/sites/BAPIMediaLibrary/Shared%20Documents/Instructions/20907_ins_Immersion_Passive.pdf
BA/10K2I6WP | BA/10K-2-I-6"-WP | TEMP SENSOR, IMMERS, 10K TYPE II, 6.00" PROBE, METALLIC ENCL |  | https://bapisensors.sharepoint.com/sites/BAPIMediaLibrary/Shared%20Documents/Product%20Images/Immersion_WP.png | https://bapisensors.sharepoint.com/sites/BAPIMediaLibrary/Shared%20Documents/Datasheets/Immersion_temp_NoPrice-v17.pdf | https://bapisensors.sharepoint.com/sites/BAPIMediaLibrary/Shared%20Documents/Instructions/20907_ins_Immersion_Passive.pdf
BA/10K2XPI6JB | BA/10K-2[XP]-I-6"-JB | TEMP SENSOR, IMMERS, 10K TYPE II, 6.00" PROBE, METALLIC ENCL |  | https://assets.kele.com/assets/product/w_300/h4yt7eo2mk1xrdgp9avm/ba10k-3-i-4-wp.png | https://bapisensors.sharepoint.com/sites/BAPIMediaLibrary/Shared%20Documents/Datasheets/Immersion_temp_NoPrice-v17.pdf | https://bapisensors.sharepoint.com/sites/BAPIMediaLibrary/Shared%20Documents/Instructions/20907_ins_Immersion_Passive.pdf
BA/10K2I6BB | BA/10K-2-I-6"-BB | TEMP SENSOR, IMMERS, 10K TYPE II, 6.00" PROBE, POLY ENCL |  | https://bapisensors.sharepoint.com/sites/BAPIMediaLibrary/Shared%20Documents/Product%20Images/Immersion_Trans_BB_2023.png | https://bapisensors.sharepoint.com/sites/BAPIMediaLibrary/Shared%20Documents/Datasheets/Immersion_temp_NoPrice-v17.pdf | https://bapisensors.sharepoint.com/sites/BAPIMediaLibrary/Shared%20Documents/Instructions/20907_ins_Immersion_Passive.pdf
BA/10K2XPI6BB2 | BA/10K-2[XP]-I-6"-BB2 | TEMP SENSOR, IMMERS, 10K TYPE II, 6.00" PROBE, POLY ENCL |  | https://bapisensors.sharepoint.com/sites/BAPIMediaLibrary/Shared%20Documents/Product%20Images/Immersion_BB2_2020.png | https://bapisensors.sharepoint.com/sites/BAPIMediaLibrary/Shared%20Documents/Datasheets/Immersion_temp_NoPrice-v17.pdf | https://bapisensors.sharepoint.com/sites/BAPIMediaLibrary/Shared%20Documents/Instructions/20907_ins_Immersion_Passive.pdf
BA/10K2XPI6BBTS | BA/10K-2[XP]-I-6"-BB-TS | TEMP SENSOR, IMMERS, 10K TYPE II, 6.00" PROBE, POLY ENCL |  | https://bapisensors.sharepoint.com/sites/BAPIMediaLibrary/Shared%20Documents/Product%20Images/Immersion_Trans_BB_2023.png | https://bapisensors.sharepoint.com/sites/BAPIMediaLibrary/Shared%20Documents/Datasheets/Immersion_temp_NoPrice-v17.pdf | https://bapisensors.sharepoint.com/sites/BAPIMediaLibrary/Shared%20Documents/Instructions/20907_ins_Immersion_Passive.pdf
BA/10K2I8NB18 | BA/10K-2-I-8"-NB-18" | TEMP SENSOR, IMMERS, 10K TYPE II, 8.00" PROBE, ENCL |  |  | https://bapisensors.sharepoint.com/sites/BAPIMediaLibrary/Shared%20Documents/Datasheets/Immersion_temp_NoPrice-v17.pdf | https://bapisensors.sharepoint.com/sites/BAPIMediaLibrary/Shared%20Documents/Instructions/20907_ins_Immersion_Passive.pdf
BA/10K2XPI8NB | BA/10K-2[XP]-I-8"-NB | TEMP SENSOR, IMMERS, 10K TYPE II, 8.00" PROBE, ENCL |  |  | https://bapisensors.sharepoint.com/sites/BAPIMediaLibrary/Shared%20Documents/Datasheets/Immersion_temp_NoPrice-v17.pdf | https://bapisensors.sharepoint.com/sites/BAPIMediaLibrary/Shared%20Documents/Instructions/20907_ins_Immersion_Passive.pdf
BA/10K2-I-8-JB | BA/10K2-I-8-JB | TEMP SENSOR, IMMERS, 10K TYPE II, 8.00" PROBE, METALLIC ENCL |  | https://assets.kele.com/assets/product/w_300/h4yt7eo2mk1xrdgp9avm/ba10k-3-i-4-wp.png | https://bapisensors.sharepoint.com/sites/BAPIMediaLibrary/Shared%20Documents/Datasheets/Immersion_temp_NoPrice-v17.pdf | https://bapisensors.sharepoint.com/sites/BAPIMediaLibrary/Shared%20Documents/Instructions/20907_ins_Immersion_Passive.pdf
BA/10K2-I-8-WP | BA/10K2-I-8"-WP | TEMP SENSOR, IMMERS, 10K TYPE II, 8.00" PROBE, METALLIC ENCL |  | https://bapisensors.sharepoint.com/sites/BAPIMediaLibrary/Shared%20Documents/Product%20Images/Immersion_WP.png | https://bapisensors.sharepoint.com/sites/BAPIMediaLibrary/Shared%20Documents/Datasheets/Immersion_temp_NoPrice-v17.pdf | https://bapisensors.sharepoint.com/sites/BAPIMediaLibrary/Shared%20Documents/Instructions/20907_ins_Immersion_Passive.pdf
BA/10K2I8SSWP | BA/10K-2-I-8"-SS-WP | TEMP SENSOR, IMMERS, 10K TYPE II, 8.00" PROBE, METALLIC ENCL |  |  | https://bapisensors.sharepoint.com/sites/BAPIMediaLibrary/Shared%20Documents/Datasheets/Immersion_Probe_SS_NoPrice-v17.pdf | https://bapisensors.sharepoint.com/sites/BAPIMediaLibrary/Shared%20Documents/Instructions/20908_ins_ImrsnDblThread_Passive.pdf
BA/10K2XPI8JB | BA/10K-2[XP]-I-8"-JB | TEMP SENSOR, IMMERS, 10K TYPE II, 8.00" PROBE, METALLIC ENCL |  | https://assets.kele.com/assets/product/w_300/h4yt7eo2mk1xrdgp9avm/ba10k-3-i-4-wp.png | https://bapisensors.sharepoint.com/sites/BAPIMediaLibrary/Shared%20Documents/Datasheets/Immersion_temp_NoPrice-v17.pdf | https://bapisensors.sharepoint.com/sites/BAPIMediaLibrary/Shared%20Documents/Instructions/20907_ins_Immersion_Passive.pdf
BA/10K2XPI8SSWP | BA/10K-2[XP]-I-8"-SS-WP | TEMP SENSOR, IMMERS, 10K TYPE II, 8.00" PROBE, METALLIC ENCL |  |  | https://bapisensors.sharepoint.com/sites/BAPIMediaLibrary/Shared%20Documents/Datasheets/Immersion_Probe_SS_NoPrice-v17.pdf | https://bapisensors.sharepoint.com/sites/BAPIMediaLibrary/Shared%20Documents/Instructions/20908_ins_ImrsnDblThread_Passive.pdf
BA/10K2XPI8WP | BA/10K-2[XP]-I-8"-WP | TEMP SENSOR, IMMERS, 10K TYPE II, 8.00" PROBE, METALLIC ENCL |  | https://bapisensors.sharepoint.com/sites/BAPIMediaLibrary/Shared%20Documents/Product%20Images/Immersion_WP.png | https://bapisensors.sharepoint.com/sites/BAPIMediaLibrary/Shared%20Documents/Datasheets/Immersion_temp_NoPrice-v17.pdf | https://bapisensors.sharepoint.com/sites/BAPIMediaLibrary/Shared%20Documents/Instructions/20907_ins_Immersion_Passive.pdf
BA/10K2-I-8-BB | BA/10K2-I-8-BB | TEMP SENSOR, IMMERS, 10K TYPE II, 8.00" PROBE, POLY ENCL |  | https://bapisensors.sharepoint.com/sites/BAPIMediaLibrary/Shared%20Documents/Product%20Images/Immersion_Trans_BB_2023.png | https://bapisensors.sharepoint.com/sites/BAPIMediaLibrary/Shared%20Documents/Datasheets/Immersion_temp_NoPrice-v17.pdf | https://bapisensors.sharepoint.com/sites/BAPIMediaLibrary/Shared%20Documents/Instructions/20907_ins_Immersion_Passive.pdf
BA/10K2-I-8BB2 | BA/10K2-I-8BB2 | TEMP SENSOR, IMMERS, 10K TYPE II, 8.00" PROBE, POLY ENCL |  | https://bapisensors.sharepoint.com/sites/BAPIMediaLibrary/Shared%20Documents/Product%20Images/Immersion_BB2_2020.png | https://bapisensors.sharepoint.com/sites/BAPIMediaLibrary/Shared%20Documents/Datasheets/Immersion_temp_NoPrice-v17.pdf | https://bapisensors.sharepoint.com/sites/BAPIMediaLibrary/Shared%20Documents/Instructions/20907_ins_Immersion_Passive.pdf
BA/10K2-I-8BB4 | BA/10K2-I-8BB4 | TEMP SENSOR, IMMERS, 10K TYPE II, 8.00" PROBE, POLY ENCL |  |  | https://bapisensors.sharepoint.com/sites/BAPIMediaLibrary/Shared%20Documents/Datasheets/Immersion_temp_NoPrice-v17.pdf | https://bapisensors.sharepoint.com/sites/BAPIMediaLibrary/Shared%20Documents/Instructions/20907_ins_Immersion_Passive.pdf
BA/10K2I8BBTS | BA/10K-2-I-8"-BB-TS | TEMP SENSOR, IMMERS, 10K TYPE II, 8.00" PROBE, POLY ENCL |  | https://bapisensors.sharepoint.com/sites/BAPIMediaLibrary/Shared%20Documents/Product%20Images/Immersion_Trans_BB_2023.png | https://bapisensors.sharepoint.com/sites/BAPIMediaLibrary/Shared%20Documents/Datasheets/Immersion_temp_NoPrice-v17.pdf | https://bapisensors.sharepoint.com/sites/BAPIMediaLibrary/Shared%20Documents/Instructions/20907_ins_Immersion_Passive.pdf
BA/10K2I8SSBB | BA/10K-2-I-8"-SS-BB | TEMP SENSOR, IMMERS, 10K TYPE II, 8.00" PROBE, POLY ENCL |  | https://bapisensors.sharepoint.com/sites/BAPIMediaLibrary/Shared%20Documents/Product%20Images/Immersion_SS_BB.png | https://bapisensors.sharepoint.com/sites/BAPIMediaLibrary/Shared%20Documents/Datasheets/Immersion_Probe_SS_NoPrice-v17.pdf | https://bapisensors.sharepoint.com/sites/BAPIMediaLibrary/Shared%20Documents/Instructions/20908_ins_ImrsnDblThread_Passive.pdf
BA/10K2I8SSBB2 | BA/10K-2-I-8"-SS-BB2 | TEMP SENSOR, IMMERS, 10K TYPE II, 8.00" PROBE, POLY ENCL |  | https://bapisensors.sharepoint.com/sites/BAPIMediaLibrary/Shared%20Documents/Product%20Images/Immersion_SS_Trans_BB2_2020-1.png | https://bapisensors.sharepoint.com/sites/BAPIMediaLibrary/Shared%20Documents/Datasheets/Immersion_Probe_SS_NoPrice-v17.pdf | https://bapisensors.sharepoint.com/sites/BAPIMediaLibrary/Shared%20Documents/Instructions/20908_ins_ImrsnDblThread_Passive.pdf
BA/10K2I8SSBBTS | BA/10K-2-I-8"-SS-BB-TS | TEMP SENSOR, IMMERS, 10K TYPE II, 8.00" PROBE, POLY ENCL |  | https://bapisensors.sharepoint.com/sites/BAPIMediaLibrary/Shared%20Documents/Product%20Images/Immersion_SS_BB.png | https://bapisensors.sharepoint.com/sites/BAPIMediaLibrary/Shared%20Documents/Datasheets/Immersion_Probe_SS_NoPrice-v17.pdf | https://bapisensors.sharepoint.com/sites/BAPIMediaLibrary/Shared%20Documents/Instructions/20908_ins_ImrsnDblThread_Passive.pdf
BA/10K2XPI8BB | BA/10K-2[XP]-I-8"-BB | TEMP SENSOR, IMMERS, 10K TYPE II, 8.00" PROBE, POLY ENCL |  | https://bapisensors.sharepoint.com/sites/BAPIMediaLibrary/Shared%20Documents/Product%20Images/Immersion_Trans_BB_2023.png | https://bapisensors.sharepoint.com/sites/BAPIMediaLibrary/Shared%20Documents/Datasheets/Immersion_temp_NoPrice-v17.pdf | https://bapisensors.sharepoint.com/sites/BAPIMediaLibrary/Shared%20Documents/Instructions/20907_ins_Immersion_Passive.pdf
BA/10K2XPI8BBTS | BA/10K-2[XP]-I-8"-BB-TS | TEMP SENSOR, IMMERS, 10K TYPE II, 8.00" PROBE, POLY ENCL |  | https://bapisensors.sharepoint.com/sites/BAPIMediaLibrary/Shared%20Documents/Product%20Images/Immersion_Trans_BB_2023.png | https://bapisensors.sharepoint.com/sites/BAPIMediaLibrary/Shared%20Documents/Datasheets/Immersion_temp_NoPrice-v17.pdf | https://bapisensors.sharepoint.com/sites/BAPIMediaLibrary/Shared%20Documents/Instructions/20907_ins_Immersion_Passive.pdf
BA/10K311KI12JB | BA/10K-3[11K]-I-12"-JB | TEMP SENSOR, IMMERS, 10K TYPE III 11K SHUNT, 12.00" PROBE, METALLIC ENCL |  | https://assets.kele.com/assets/product/w_300/h4yt7eo2mk1xrdgp9avm/ba10k-3-i-4-wp.png | https://bapisensors.sharepoint.com/sites/BAPIMediaLibrary/Shared%20Documents/Datasheets/Immersion_temp_NoPrice-v17.pdf | https://bapisensors.sharepoint.com/sites/BAPIMediaLibrary/Shared%20Documents/Instructions/20907_ins_Immersion_Passive.pdf
BA/10K311KI2JB | BA/10K-3[11K]-I-2"-JB | TEMP SENSOR, IMMERS, 10K TYPE III 11K SHUNT, 2.00" PROBE, METALLIC ENCL |  | https://assets.kele.com/assets/product/w_300/h4yt7eo2mk1xrdgp9avm/ba10k-3-i-4-wp.png | https://bapisensors.sharepoint.com/sites/BAPIMediaLibrary/Shared%20Documents/Datasheets/Immersion_temp_NoPrice-v17.pdf | https://bapisensors.sharepoint.com/sites/BAPIMediaLibrary/Shared%20Documents/Instructions/20907_ins_Immersion_Passive.pdf
BA/10K311KI2WP | BA/10K-3[11K]-I-2"-WP | TEMP SENSOR, IMMERS, 10K TYPE III 11K SHUNT, 2.00" PROBE, METALLIC ENCL |  | https://bapisensors.sharepoint.com/sites/BAPIMediaLibrary/Shared%20Documents/Product%20Images/Immersion_WP.png | https://bapisensors.sharepoint.com/sites/BAPIMediaLibrary/Shared%20Documents/Datasheets/Immersion_temp_NoPrice-v17.pdf | https://bapisensors.sharepoint.com/sites/BAPIMediaLibrary/Shared%20Documents/Instructions/20907_ins_Immersion_Passive.pdf
BA/10K311KI2BB | BA/10K-3[11K]-I-2"-BB | TEMP SENSOR, IMMERS, 10K TYPE III 11K SHUNT, 2.00" PROBE, POLY ENCL |  | https://bapisensors.sharepoint.com/sites/BAPIMediaLibrary/Shared%20Documents/Product%20Images/Immersion_Trans_BB_2023.png | https://bapisensors.sharepoint.com/sites/BAPIMediaLibrary/Shared%20Documents/Datasheets/Immersion_temp_NoPrice-v17.pdf | https://bapisensors.sharepoint.com/sites/BAPIMediaLibrary/Shared%20Documents/Instructions/20907_ins_Immersion_Passive.pdf
BA/10K311KI2BB2 | BA/10K-3[11K]-I-2"-BB2 | TEMP SENSOR, IMMERS, 10K TYPE III 11K SHUNT, 2.00" PROBE, POLY ENCL |  | https://bapisensors.sharepoint.com/sites/BAPIMediaLibrary/Shared%20Documents/Product%20Images/Immersion_BB2_2020.png | https://bapisensors.sharepoint.com/sites/BAPIMediaLibrary/Shared%20Documents/Datasheets/Immersion_temp_NoPrice-v17.pdf | https://bapisensors.sharepoint.com/sites/BAPIMediaLibrary/Shared%20Documents/Instructions/20907_ins_Immersion_Passive.pdf
BA/10K311KI4NB | BA/10K-3[11K]-I-4"-NB | TEMP SENSOR, IMMERS, 10K TYPE III 11K SHUNT, 4.00" PROBE, ENCL |  |  | https://bapisensors.sharepoint.com/sites/BAPIMediaLibrary/Shared%20Documents/Datasheets/Immersion_temp_NoPrice-v17.pdf | https://bapisensors.sharepoint.com/sites/BAPIMediaLibrary/Shared%20Documents/Instructions/20907_ins_Immersion_Passive.pdf
BA/10K311KI4JB | BA/10K-3[11K]-I-4"-JB | TEMP SENSOR, IMMERS, 10K TYPE III 11K SHUNT, 4.00" PROBE, METALLIC ENCL |  | https://assets.kele.com/assets/product/w_300/h4yt7eo2mk1xrdgp9avm/ba10k-3-i-4-wp.png | https://bapisensors.sharepoint.com/sites/BAPIMediaLibrary/Shared%20Documents/Datasheets/Immersion_temp_NoPrice-v17.pdf | https://bapisensors.sharepoint.com/sites/BAPIMediaLibrary/Shared%20Documents/Instructions/20907_ins_Immersion_Passive.pdf
BA/10K311KI4WP | BA/10K-3[11K]-I-4"-WP | TEMP SENSOR, IMMERS, 10K TYPE III 11K SHUNT, 4.00" PROBE, METALLIC ENCL |  | https://bapisensors.sharepoint.com/sites/BAPIMediaLibrary/Shared%20Documents/Product%20Images/Immersion_WP.png | https://bapisensors.sharepoint.com/sites/BAPIMediaLibrary/Shared%20Documents/Datasheets/Immersion_temp_NoPrice-v17.pdf | https://bapisensors.sharepoint.com/sites/BAPIMediaLibrary/Shared%20Documents/Instructions/20907_ins_Immersion_Passive.pdf
BA/10K311KI4BB | BA/10K-3[11K]-I-4"-BB | TEMP SENSOR, IMMERS, 10K TYPE III 11K SHUNT, 4.00" PROBE, POLY ENCL |  | https://bapisensors.sharepoint.com/sites/BAPIMediaLibrary/Shared%20Documents/Product%20Images/Immersion_Trans_BB_2023.png | https://bapisensors.sharepoint.com/sites/BAPIMediaLibrary/Shared%20Documents/Datasheets/Immersion_temp_NoPrice-v17.pdf | https://bapisensors.sharepoint.com/sites/BAPIMediaLibrary/Shared%20Documents/Instructions/20907_ins_Immersion_Passive.pdf
BA/10K311KI4BB2 | BA/10K-3[11K]-I-4"-BB2 | TEMP SENSOR, IMMERS, 10K TYPE III 11K SHUNT, 4.00" PROBE, POLY ENCL |  | https://bapisensors.sharepoint.com/sites/BAPIMediaLibrary/Shared%20Documents/Product%20Images/Immersion_BB2_2020.png | https://bapisensors.sharepoint.com/sites/BAPIMediaLibrary/Shared%20Documents/Datasheets/Immersion_temp_NoPrice-v17.pdf | https://bapisensors.sharepoint.com/sites/BAPIMediaLibrary/Shared%20Documents/Instructions/20907_ins_Immersion_Passive.pdf
BA/10K311KI4BB4 | BA10K311KI4BB4 | TEMP SENSOR, IMMERS, 10K TYPE III 11K SHUNT, 4.00" PROBE, POLY ENCL |  |  | https://bapisensors.sharepoint.com/sites/BAPIMediaLibrary/Shared%20Documents/Datasheets/Immersion_temp_NoPrice-v17.pdf | https://bapisensors.sharepoint.com/sites/BAPIMediaLibrary/Shared%20Documents/Instructions/20907_ins_Immersion_Passive.pdf
BA/10K311KXPI4B | BA/10K-3[11K](XP)-I-4"-BB | TEMP SENSOR, IMMERS, 10K TYPE III 11K SHUNT, 4.00" PROBE, POLY ENCL |  | https://bapisensors.sharepoint.com/sites/BAPIMediaLibrary/Shared%20Documents/Product%20Images/Immersion_Trans_BB_2023.png | https://bapisensors.sharepoint.com/sites/BAPIMediaLibrary/Shared%20Documents/Datasheets/Immersion_temp_NoPrice-v17.pdf | https://bapisensors.sharepoint.com/sites/BAPIMediaLibrary/Shared%20Documents/Instructions/20907_ins_Immersion_Passive.pdf
BA10K311KI4SSBB | BA/10K-3[11K]-I-4"-SS-BB | TEMP SENSOR, IMMERS, 10K TYPE III 11K SHUNT, 4.00" PROBE, POLY ENCL |  | https://bapisensors.sharepoint.com/sites/BAPIMediaLibrary/Shared%20Documents/Product%20Images/Immersion_SS_BB.png | https://bapisensors.sharepoint.com/sites/BAPIMediaLibrary/Shared%20Documents/Datasheets/Immersion_Probe_SS_NoPrice-v17.pdf | https://bapisensors.sharepoint.com/sites/BAPIMediaLibrary/Shared%20Documents/Instructions/20908_ins_ImrsnDblThread_Passive.pdf
BA/10K311KSD48B | BA/10K-3[11K]-SD-48"-BB | TEMP SENSOR, IMMERS, 10K TYPE III 11K SHUNT, 48.00" PROBE, POLY ENCL |  | https://bapisensors.sharepoint.com/sites/BAPIMediaLibrary/Shared%20Documents/Product%20Images/Immersion_Trans_BB_2023.png | https://bapisensors.sharepoint.com/sites/BAPIMediaLibrary/Shared%20Documents/Datasheets/Submersible_Duct_NoPrice-v17.pdf | https://bapisensors.sharepoint.com/sites/BAPIMediaLibrary/Shared%20Documents/Instructions/20905_ins_SubmersibleDuct_Passive.pdf
BA/10K311KI8NB | BA/10K-3[11K]-I-8"-NB | TEMP SENSOR, IMMERS, 10K TYPE III 11K SHUNT, 8.00" PROBE, ENCL |  |  | https://bapisensors.sharepoint.com/sites/BAPIMediaLibrary/Shared%20Documents/Datasheets/Immersion_temp_NoPrice-v17.pdf | https://bapisensors.sharepoint.com/sites/BAPIMediaLibrary/Shared%20Documents/Instructions/20907_ins_Immersion_Passive.pdf
BA/10K311KI8JB | BA/10K-3[11K]-I-8"-JB | TEMP SENSOR, IMMERS, 10K TYPE III 11K SHUNT, 8.00" PROBE, METALLIC ENCL |  | https://assets.kele.com/assets/product/w_300/h4yt7eo2mk1xrdgp9avm/ba10k-3-i-4-wp.png | https://bapisensors.sharepoint.com/sites/BAPIMediaLibrary/Shared%20Documents/Datasheets/Immersion_temp_NoPrice-v17.pdf | https://bapisensors.sharepoint.com/sites/BAPIMediaLibrary/Shared%20Documents/Instructions/20907_ins_Immersion_Passive.pdf
BA/10K311KI8BB | BA/10K-3[11K]-I-8"-BB | TEMP SENSOR, IMMERS, 10K TYPE III 11K SHUNT, 8.00" PROBE, POLY ENCL |  | https://bapisensors.sharepoint.com/sites/BAPIMediaLibrary/Shared%20Documents/Product%20Images/Immersion_Trans_BB_2023.png | https://bapisensors.sharepoint.com/sites/BAPIMediaLibrary/Shared%20Documents/Datasheets/Immersion_temp_NoPrice-v17.pdf | https://bapisensors.sharepoint.com/sites/BAPIMediaLibrary/Shared%20Documents/Instructions/20907_ins_Immersion_Passive.pdf
BA/10K311KI8BB2 | BA/10K-3[11K]-I-8"-BB2 | TEMP SENSOR, IMMERS, 10K TYPE III 11K SHUNT, 8.00" PROBE, POLY ENCL |  | https://bapisensors.sharepoint.com/sites/BAPIMediaLibrary/Shared%20Documents/Product%20Images/Immersion_BB2_2020.png | https://bapisensors.sharepoint.com/sites/BAPIMediaLibrary/Shared%20Documents/Datasheets/Immersion_temp_NoPrice-v17.pdf | https://bapisensors.sharepoint.com/sites/BAPIMediaLibrary/Shared%20Documents/Instructions/20907_ins_Immersion_Passive.pdf
BA/10K3I10JB | BA/10K-3-I-10"-JB | TEMP SENSOR, IMMERS, 10K TYPE III, 10.00" PROBE, METALLIC ENCL |  | https://assets.kele.com/assets/product/w_300/h4yt7eo2mk1xrdgp9avm/ba10k-3-i-4-wp.png | https://bapisensors.sharepoint.com/sites/BAPIMediaLibrary/Shared%20Documents/Datasheets/Immersion_temp_NoPrice-v17.pdf | https://bapisensors.sharepoint.com/sites/BAPIMediaLibrary/Shared%20Documents/Instructions/20907_ins_Immersion_Passive.pdf
BA/10K3I12JB | BA/10K-3-I-12"-JB | TEMP SENSOR, IMMERS, 10K TYPE III, 12.00" PROBE, METALLIC ENCL |  | https://assets.kele.com/assets/product/w_300/h4yt7eo2mk1xrdgp9avm/ba10k-3-i-4-wp.png | https://bapisensors.sharepoint.com/sites/BAPIMediaLibrary/Shared%20Documents/Datasheets/Immersion_temp_NoPrice-v17.pdf | https://bapisensors.sharepoint.com/sites/BAPIMediaLibrary/Shared%20Documents/Instructions/20907_ins_Immersion_Passive.pdf
BA/10K3I12WP | BA/10K-3-I-12"-WP | TEMP SENSOR, IMMERS, 10K TYPE III, 12.00" PROBE, METALLIC ENCL |  | https://bapisensors.sharepoint.com/sites/BAPIMediaLibrary/Shared%20Documents/Product%20Images/Immersion_WP.png | https://bapisensors.sharepoint.com/sites/BAPIMediaLibrary/Shared%20Documents/Datasheets/Immersion_temp_NoPrice-v17.pdf | https://bapisensors.sharepoint.com/sites/BAPIMediaLibrary/Shared%20Documents/Instructions/20907_ins_Immersion_Passive.pdf
BA/10K3I12BB2 | BA/10K-3-I-12"-BB2 | TEMP SENSOR, IMMERS, 10K TYPE III, 12.00" PROBE, POLY ENCL |  | https://bapisensors.sharepoint.com/sites/BAPIMediaLibrary/Shared%20Documents/Product%20Images/Immersion_BB2_2020.png | https://bapisensors.sharepoint.com/sites/BAPIMediaLibrary/Shared%20Documents/Datasheets/Immersion_temp_NoPrice-v17.pdf | https://bapisensors.sharepoint.com/sites/BAPIMediaLibrary/Shared%20Documents/Instructions/20907_ins_Immersion_Passive.pdf
BA/10K3I18JB | BA/10K-3-I-18"-JB | TEMP SENSOR, IMMERS, 10K TYPE III, 18.00" PROBE, METALLIC ENCL |  | https://assets.kele.com/assets/product/w_300/h4yt7eo2mk1xrdgp9avm/ba10k-3-i-4-wp.png | https://bapisensors.sharepoint.com/sites/BAPIMediaLibrary/Shared%20Documents/Datasheets/Immersion_temp_NoPrice-v17.pdf | https://bapisensors.sharepoint.com/sites/BAPIMediaLibrary/Shared%20Documents/Instructions/20907_ins_Immersion_Passive.pdf
BA/10K3I18WP | BA/10K-3-I-18"-WP | TEMP SENSOR, IMMERS, 10K TYPE III, 18.00" PROBE, METALLIC ENCL |  | https://bapisensors.sharepoint.com/sites/BAPIMediaLibrary/Shared%20Documents/Product%20Images/Immersion_WP.png | https://bapisensors.sharepoint.com/sites/BAPIMediaLibrary/Shared%20Documents/Datasheets/Immersion_temp_NoPrice-v17.pdf | https://bapisensors.sharepoint.com/sites/BAPIMediaLibrary/Shared%20Documents/Instructions/20907_ins_Immersion_Passive.pdf
BA/10K3I18BB | BA/10K-3-I-18"-BB | TEMP SENSOR, IMMERS, 10K TYPE III, 18.00" PROBE, POLY ENCL |  | https://bapisensors.sharepoint.com/sites/BAPIMediaLibrary/Shared%20Documents/Product%20Images/Immersion_Trans_BB_2023.png | https://bapisensors.sharepoint.com/sites/BAPIMediaLibrary/Shared%20Documents/Datasheets/Immersion_temp_NoPrice-v17.pdf | https://bapisensors.sharepoint.com/sites/BAPIMediaLibrary/Shared%20Documents/Instructions/20907_ins_Immersion_Passive.pdf
BA/10K3I2NB18 | BA/10K-3-I-2"-NB-18" | TEMP SENSOR, IMMERS, 10K TYPE III, 2.00" PROBE, ENCL |  |  | https://bapisensors.sharepoint.com/sites/BAPIMediaLibrary/Shared%20Documents/Datasheets/Immersion_temp_NoPrice-v17.pdf | https://bapisensors.sharepoint.com/sites/BAPIMediaLibrary/Shared%20Documents/Instructions/20907_ins_Immersion_Passive.pdf
BA/10K3-I-2-JB | BA/10K3-I-2-JB | TEMP SENSOR, IMMERS, 10K TYPE III, 2.00" PROBE, METALLIC ENCL |  | https://assets.kele.com/assets/product/w_300/h4yt7eo2mk1xrdgp9avm/ba10k-3-i-4-wp.png | https://bapisensors.sharepoint.com/sites/BAPIMediaLibrary/Shared%20Documents/Datasheets/Immersion_temp_NoPrice-v17.pdf | https://bapisensors.sharepoint.com/sites/BAPIMediaLibrary/Shared%20Documents/Instructions/20907_ins_Immersion_Passive.pdf
BA/10K3-I-2-WP | BA/10K3-I-2"-WP | TEMP SENSOR, IMMERS, 10K TYPE III, 2.00" PROBE, METALLIC ENCL |  | https://bapisensors.sharepoint.com/sites/BAPIMediaLibrary/Shared%20Documents/Product%20Images/Immersion_WP.png | https://bapisensors.sharepoint.com/sites/BAPIMediaLibrary/Shared%20Documents/Datasheets/Immersion_temp_NoPrice-v17.pdf | https://bapisensors.sharepoint.com/sites/BAPIMediaLibrary/Shared%20Documents/Instructions/20907_ins_Immersion_Passive.pdf
BA/10K3I2SSWP | BA/10K-3-I-2"-SS-WP | TEMP SENSOR, IMMERS, 10K TYPE III, 2.00" PROBE, METALLIC ENCL |  |  | https://bapisensors.sharepoint.com/sites/BAPIMediaLibrary/Shared%20Documents/Datasheets/Immersion_Probe_SS_NoPrice-v17.pdf | https://bapisensors.sharepoint.com/sites/BAPIMediaLibrary/Shared%20Documents/Instructions/20908_ins_ImrsnDblThread_Passive.pdf
BA/10K3I2SSWPO | BA/10K-3-I-2"-SS-WPO | TEMP SENSOR, IMMERS, 10K TYPE III, 2.00" PROBE, METALLIC ENCL |  |  | https://bapisensors.sharepoint.com/sites/BAPIMediaLibrary/Shared%20Documents/Datasheets/Immersion_Probe_SS_NoPrice-v17.pdf | https://bapisensors.sharepoint.com/sites/BAPIMediaLibrary/Shared%20Documents/Instructions/20908_ins_ImrsnDblThread_Passive.pdf
BA/10K3I2WPO | BA/10K-3-I-2"-WPO | TEMP SENSOR, IMMERS, 10K TYPE III, 2.00" PROBE, METALLIC ENCL |  | https://bapisensors.sharepoint.com/sites/BAPIMediaLibrary/Shared%20Documents/Product%20Images/Immersion_WP.png | https://bapisensors.sharepoint.com/sites/BAPIMediaLibrary/Shared%20Documents/Datasheets/Immersion_temp_NoPrice-v17.pdf | https://bapisensors.sharepoint.com/sites/BAPIMediaLibrary/Shared%20Documents/Instructions/20907_ins_Immersion_Passive.pdf
BA/10K3XPI2JB | BA/10K-3[XP]-I-2"-JB | TEMP SENSOR, IMMERS, 10K TYPE III, 2.00" PROBE, METALLIC ENCL |  | https://assets.kele.com/assets/product/w_300/h4yt7eo2mk1xrdgp9avm/ba10k-3-i-4-wp.png | https://bapisensors.sharepoint.com/sites/BAPIMediaLibrary/Shared%20Documents/Datasheets/Immersion_temp_NoPrice-v17.pdf | https://bapisensors.sharepoint.com/sites/BAPIMediaLibrary/Shared%20Documents/Instructions/20907_ins_Immersion_Passive.pdf
BA/10K3-I-2-BB | BA/10K3-I-2-BB | TEMP SENSOR, IMMERS, 10K TYPE III, 2.00" PROBE, POLY ENCL |  | https://bapisensors.sharepoint.com/sites/BAPIMediaLibrary/Shared%20Documents/Product%20Images/Immersion_Trans_BB_2023.png | https://bapisensors.sharepoint.com/sites/BAPIMediaLibrary/Shared%20Documents/Datasheets/Immersion_temp_NoPrice-v17.pdf | https://bapisensors.sharepoint.com/sites/BAPIMediaLibrary/Shared%20Documents/Instructions/20907_ins_Immersion_Passive.pdf
BA/10K3-I-2BB2 | BA/10K3-I-2BB2 | TEMP SENSOR, IMMERS, 10K TYPE III, 2.00" PROBE, POLY ENCL |  | https://bapisensors.sharepoint.com/sites/BAPIMediaLibrary/Shared%20Documents/Product%20Images/Immersion_BB2_2020.png | https://bapisensors.sharepoint.com/sites/BAPIMediaLibrary/Shared%20Documents/Datasheets/Immersion_temp_NoPrice-v17.pdf | https://bapisensors.sharepoint.com/sites/BAPIMediaLibrary/Shared%20Documents/Instructions/20907_ins_Immersion_Passive.pdf
BA/10K3-I-2BB4 | BA/10K3-I-2BB4 | TEMP SENSOR, IMMERS, 10K TYPE III, 2.00" PROBE, POLY ENCL |  |  | https://bapisensors.sharepoint.com/sites/BAPIMediaLibrary/Shared%20Documents/Datasheets/Immersion_temp_NoPrice-v17.pdf | https://bapisensors.sharepoint.com/sites/BAPIMediaLibrary/Shared%20Documents/Instructions/20907_ins_Immersion_Passive.pdf
BA/10K3I2BBTS | BA/10K-3-I-2"-BB-TS | TEMP SENSOR, IMMERS, 10K TYPE III, 2.00" PROBE, POLY ENCL |  | https://bapisensors.sharepoint.com/sites/BAPIMediaLibrary/Shared%20Documents/Product%20Images/Immersion_Trans_BB_2023.png | https://bapisensors.sharepoint.com/sites/BAPIMediaLibrary/Shared%20Documents/Datasheets/Immersion_temp_NoPrice-v17.pdf | https://bapisensors.sharepoint.com/sites/BAPIMediaLibrary/Shared%20Documents/Instructions/20907_ins_Immersion_Passive.pdf
BA/10K3I2SSBB | BA/10K-3-I-2"-SS-BB | TEMP SENSOR, IMMERS, 10K TYPE III, 2.00" PROBE, POLY ENCL |  | https://bapisensors.sharepoint.com/sites/BAPIMediaLibrary/Shared%20Documents/Product%20Images/Immersion_SS_BB.png | https://bapisensors.sharepoint.com/sites/BAPIMediaLibrary/Shared%20Documents/Datasheets/Immersion_Probe_SS_NoPrice-v17.pdf | https://bapisensors.sharepoint.com/sites/BAPIMediaLibrary/Shared%20Documents/Instructions/20908_ins_ImrsnDblThread_Passive.pdf
BA/10K3I2SSBB2 | BA/10K-3-I-2"-SS-BB2 | TEMP SENSOR, IMMERS, 10K TYPE III, 2.00" PROBE, POLY ENCL |  | https://bapisensors.sharepoint.com/sites/BAPIMediaLibrary/Shared%20Documents/Product%20Images/Immersion_SS_Trans_BB2_2020-1.png | https://bapisensors.sharepoint.com/sites/BAPIMediaLibrary/Shared%20Documents/Datasheets/Immersion_Probe_SS_NoPrice-v17.pdf | https://bapisensors.sharepoint.com/sites/BAPIMediaLibrary/Shared%20Documents/Instructions/20908_ins_ImrsnDblThread_Passive.pdf
BA/10K3I2SSBB2O | BA/10K-3-I-2"-SS-BB2O | TEMP SENSOR, IMMERS, 10K TYPE III, 2.00" PROBE, POLY ENCL |  | https://bapisensors.sharepoint.com/sites/BAPIMediaLibrary/Shared%20Documents/Product%20Images/Immersion_BB2O.png | https://bapisensors.sharepoint.com/sites/BAPIMediaLibrary/Shared%20Documents/Datasheets/Immersion_Probe_SS_NoPrice-v17.pdf | https://bapisensors.sharepoint.com/sites/BAPIMediaLibrary/Shared%20Documents/Instructions/20908_ins_ImrsnDblThread_Passive.pdf
BA/10K3I2SSBBTS | BA/10K-3-I-2"-SS-BB-TS | TEMP SENSOR, IMMERS, 10K TYPE III, 2.00" PROBE, POLY ENCL |  | https://bapisensors.sharepoint.com/sites/BAPIMediaLibrary/Shared%20Documents/Product%20Images/Immersion_SS_BB.png | https://bapisensors.sharepoint.com/sites/BAPIMediaLibrary/Shared%20Documents/Datasheets/Immersion_Probe_SS_NoPrice-v17.pdf | https://bapisensors.sharepoint.com/sites/BAPIMediaLibrary/Shared%20Documents/Instructions/20908_ins_ImrsnDblThread_Passive.pdf
BA/10K3XPI2BB | BA/10K-3[XP]-I-2"-BB | TEMP SENSOR, IMMERS, 10K TYPE III, 2.00" PROBE, POLY ENCL |  | https://bapisensors.sharepoint.com/sites/BAPIMediaLibrary/Shared%20Documents/Product%20Images/Immersion_Trans_BB_2023.png | https://bapisensors.sharepoint.com/sites/BAPIMediaLibrary/Shared%20Documents/Datasheets/Immersion_temp_NoPrice-v17.pdf | https://bapisensors.sharepoint.com/sites/BAPIMediaLibrary/Shared%20Documents/Instructions/20907_ins_Immersion_Passive.pdf
BA/10K3I24JB | BA/10K-3-I-24"-JB | TEMP SENSOR, IMMERS, 10K TYPE III, 24.00" PROBE, METALLIC ENCL |  | https://assets.kele.com/assets/product/w_300/h4yt7eo2mk1xrdgp9avm/ba10k-3-i-4-wp.png | https://bapisensors.sharepoint.com/sites/BAPIMediaLibrary/Shared%20Documents/Datasheets/Immersion_temp_NoPrice-v17.pdf | https://bapisensors.sharepoint.com/sites/BAPIMediaLibrary/Shared%20Documents/Instructions/20907_ins_Immersion_Passive.pdf
BA/10K3I4NB18 | BA/10K-3-I-4"-NB-18" | TEMP SENSOR, IMMERS, 10K TYPE III, 4.00" PROBE, ENCL |  |  | https://bapisensors.sharepoint.com/sites/BAPIMediaLibrary/Shared%20Documents/Datasheets/Immersion_temp_NoPrice-v17.pdf | https://bapisensors.sharepoint.com/sites/BAPIMediaLibrary/Shared%20Documents/Instructions/20907_ins_Immersion_Passive.pdf
BA/10K-3-I-4"-WP | BA/10K-3-I-4"-WP | TEMP SENSOR, IMMERS, 10K TYPE III, 4.00" PROBE, METALLIC ENCL |  | https://bapisensors.sharepoint.com/sites/BAPIMediaLibrary/Shared%20Documents/Product%20Images/Immersion_WP.png | https://bapisensors.sharepoint.com/sites/BAPIMediaLibrary/Shared%20Documents/Datasheets/Immersion_temp_NoPrice-v17.pdf | https://bapisensors.sharepoint.com/sites/BAPIMediaLibrary/Shared%20Documents/Instructions/20907_ins_Immersion_Passive.pdf
BA/10K3-I-4-JB | BA/10K3-I-4-JB | TEMP SENSOR, IMMERS, 10K TYPE III, 4.00" PROBE, METALLIC ENCL |  | https://assets.kele.com/assets/product/w_300/h4yt7eo2mk1xrdgp9avm/ba10k-3-i-4-wp.png | https://bapisensors.sharepoint.com/sites/BAPIMediaLibrary/Shared%20Documents/Datasheets/Immersion_temp_NoPrice-v17.pdf | https://bapisensors.sharepoint.com/sites/BAPIMediaLibrary/Shared%20Documents/Instructions/20907_ins_Immersion_Passive.pdf
BA/10K3I4SSWP | BA/10K-3-I-4"-SS-WP | TEMP SENSOR, IMMERS, 10K TYPE III, 4.00" PROBE, METALLIC ENCL |  |  | https://bapisensors.sharepoint.com/sites/BAPIMediaLibrary/Shared%20Documents/Datasheets/Immersion_Probe_SS_NoPrice-v17.pdf | https://bapisensors.sharepoint.com/sites/BAPIMediaLibrary/Shared%20Documents/Datasheets/Immersion_Probe_SS_NoPrice-v17.pdf
BA/10K3I4SSWPO | BA/10K-3-I-4"-SS-WPO | TEMP SENSOR, IMMERS, 10K TYPE III, 4.00" PROBE, METALLIC ENCL |  |  | https://bapisensors.sharepoint.com/sites/BAPIMediaLibrary/Shared%20Documents/Datasheets/Immersion_Probe_SS_NoPrice-v17.pdf | https://bapisensors.sharepoint.com/sites/BAPIMediaLibrary/Shared%20Documents/Instructions/20908_ins_ImrsnDblThread_Passive.pdf
BA/10K3XPI4JB | BA/10K-3[XP]-I-4"-JB | TEMP SENSOR, IMMERS, 10K TYPE III, 4.00" PROBE, METALLIC ENCL |  | https://assets.kele.com/assets/product/w_300/h4yt7eo2mk1xrdgp9avm/ba10k-3-i-4-wp.png | https://bapisensors.sharepoint.com/sites/BAPIMediaLibrary/Shared%20Documents/Datasheets/Immersion_temp_NoPrice-v17.pdf | https://bapisensors.sharepoint.com/sites/BAPIMediaLibrary/Shared%20Documents/Instructions/20907_ins_Immersion_Passive.pdf
BA/10K3XPI4WP | BA/10K-3[XP]-I-4"-WP | TEMP SENSOR, IMMERS, 10K TYPE III, 4.00" PROBE, METALLIC ENCL |  | https://bapisensors.sharepoint.com/sites/BAPIMediaLibrary/Shared%20Documents/Product%20Images/Immersion_BB2_2020.png | https://bapisensors.sharepoint.com/sites/BAPIMediaLibrary/Shared%20Documents/Datasheets/Immersion_temp_NoPrice-v17.pdf | https://bapisensors.sharepoint.com/sites/BAPIMediaLibrary/Shared%20Documents/Instructions/20907_ins_Immersion_Passive.pdf
BA/10K-3-I-4"-BB2 | BA/10K-3-I-4"-BB2 | TEMP SENSOR, IMMERS, 10K TYPE III, 4.00" PROBE, POLY ENCL |  | https://bapisensors.sharepoint.com/sites/BAPIMediaLibrary/Shared%20Documents/Product%20Images/Immersion_WP.png | https://bapisensors.sharepoint.com/sites/BAPIMediaLibrary/Shared%20Documents/Datasheets/Immersion_temp_NoPrice-v17.pdf | https://bapisensors.sharepoint.com/sites/BAPIMediaLibrary/Shared%20Documents/Instructions/20907_ins_Immersion_Passive.pdf
BA/10K3-I-4-BB | BA/10K3-I-4"-BB | TEMP SENSOR, IMMERS, 10K TYPE III, 4.00" PROBE, POLY ENCL |  | https://bapisensors.sharepoint.com/sites/BAPIMediaLibrary/Shared%20Documents/Product%20Images/Immersion_Trans_BB_2023.png | https://bapisensors.sharepoint.com/sites/BAPIMediaLibrary/Shared%20Documents/Datasheets/Immersion_temp_NoPrice-v17.pdf | https://bapisensors.sharepoint.com/sites/BAPIMediaLibrary/Shared%20Documents/Instructions/20907_ins_Immersion_Passive.pdf
BA/10K3-I-4BB4 | BA/10K3-I-4BB4 | TEMP SENSOR, IMMERS, 10K TYPE III, 4.00" PROBE, POLY ENCL |  |  | https://bapisensors.sharepoint.com/sites/BAPIMediaLibrary/Shared%20Documents/Datasheets/Immersion_temp_NoPrice-v17.pdf | https://bapisensors.sharepoint.com/sites/BAPIMediaLibrary/Shared%20Documents/Instructions/20907_ins_Immersion_Passive.pdf
BA/10K3I4BB2TS | BA/10K-3-I-4"-BB2-TS | TEMP SENSOR, IMMERS, 10K TYPE III, 4.00" PROBE, POLY ENCL |  | https://bapisensors.sharepoint.com/sites/BAPIMediaLibrary/Shared%20Documents/Product%20Images/Immersion_BB2_2020.png | https://bapisensors.sharepoint.com/sites/BAPIMediaLibrary/Shared%20Documents/Datasheets/Immersion_temp_NoPrice-v17.pdf | https://bapisensors.sharepoint.com/sites/BAPIMediaLibrary/Shared%20Documents/Instructions/20907_ins_Immersion_Passive.pdf
BA/10K3I4BBTS | BA/10K-3-I-4"-BB-TS | TEMP SENSOR, IMMERS, 10K TYPE III, 4.00" PROBE, POLY ENCL |  | https://bapisensors.sharepoint.com/sites/BAPIMediaLibrary/Shared%20Documents/Product%20Images/Immersion_Trans_BB_2023.png | https://bapisensors.sharepoint.com/sites/BAPIMediaLibrary/Shared%20Documents/Datasheets/Immersion_temp_NoPrice-v17.pdf | https://bapisensors.sharepoint.com/sites/BAPIMediaLibrary/Shared%20Documents/Instructions/20907_ins_Immersion_Passive.pdf
BA/10K3I4SSBB | BA/10K-3-I-4"-SS-BB | TEMP SENSOR, IMMERS, 10K TYPE III, 4.00" PROBE, POLY ENCL |  | https://bapisensors.sharepoint.com/sites/BAPIMediaLibrary/Shared%20Documents/Product%20Images/Immersion_SS_BB.png | https://bapisensors.sharepoint.com/sites/BAPIMediaLibrary/Shared%20Documents/Datasheets/Immersion_Probe_SS_NoPrice-v17.pdf | https://bapisensors.sharepoint.com/sites/BAPIMediaLibrary/Shared%20Documents/Instructions/20908_ins_ImrsnDblThread_Passive.pdf
BA/10K3I4SSBB2 | BA/10K-3-I-4"-SS-BB2 | TEMP SENSOR, IMMERS, 10K TYPE III, 4.00" PROBE, POLY ENCL |  | https://bapisensors.sharepoint.com/sites/BAPIMediaLibrary/Shared%20Documents/Product%20Images/Immersion_SS_BB.png | https://bapisensors.sharepoint.com/sites/BAPIMediaLibrary/Shared%20Documents/Datasheets/Immersion_Probe_SS_NoPrice-v17.pdf | https://bapisensors.sharepoint.com/sites/BAPIMediaLibrary/Shared%20Documents/Instructions/20908_ins_ImrsnDblThread_Passive.pdf
BA/10K3I4SSBBTS | BA/10K-3-I-4"-SS-BB-TS | TEMP SENSOR, IMMERS, 10K TYPE III, 4.00" PROBE, POLY ENCL |  | https://bapisensors.sharepoint.com/sites/BAPIMediaLibrary/Shared%20Documents/Product%20Images/Immersion_SS_BB.png | https://bapisensors.sharepoint.com/sites/BAPIMediaLibrary/Shared%20Documents/Datasheets/Immersion_Probe_SS_NoPrice-v17.pdf | https://bapisensors.sharepoint.com/sites/BAPIMediaLibrary/Shared%20Documents/Instructions/20908_ins_ImrsnDblThread_Passive.pdf
BA/10K3XPI4BB | BA/10K-3-XP-I-4-BB | TEMP SENSOR, IMMERS, 10K TYPE III, 4.00" PROBE, POLY ENCL |  | https://bapisensors.sharepoint.com/sites/BAPIMediaLibrary/Shared%20Documents/Product%20Images/Immersion_Trans_BB_2023.png | https://bapisensors.sharepoint.com/sites/BAPIMediaLibrary/Shared%20Documents/Datasheets/Immersion_temp_NoPrice-v17.pdf | https://bapisensors.sharepoint.com/sites/BAPIMediaLibrary/Shared%20Documents/Instructions/20907_ins_Immersion_Passive.pdf
BA/10K3I40JB | BA/10K-3-I-40"-JB | TEMP SENSOR, IMMERS, 10K TYPE III, 40.00" PROBE, METALLIC ENCL |  | https://assets.kele.com/assets/product/w_300/h4yt7eo2mk1xrdgp9avm/ba10k-3-i-4-wp.png | https://bapisensors.sharepoint.com/sites/BAPIMediaLibrary/Shared%20Documents/Datasheets/Immersion_temp_NoPrice-v17.pdf | https://bapisensors.sharepoint.com/sites/BAPIMediaLibrary/Shared%20Documents/Instructions/20907_ins_Immersion_Passive.pdf
BA/10K3XPI6JB | BA/10K-3[XP]-I-6"-JB | TEMP SENSOR, IMMERS, 10K TYPE III, 6.00" PROBE, METALLIC ENCL |  | https://assets.kele.com/assets/product/w_300/h4yt7eo2mk1xrdgp9avm/ba10k-3-i-4-wp.png | https://bapisensors.sharepoint.com/sites/BAPIMediaLibrary/Shared%20Documents/Datasheets/Immersion_temp_NoPrice-v17.pdf | https://bapisensors.sharepoint.com/sites/BAPIMediaLibrary/Shared%20Documents/Instructions/20907_ins_Immersion_Passive.pdf
BA/10K3I6BB | BA/10K-3-I-6"-BB | TEMP SENSOR, IMMERS, 10K TYPE III, 6.00" PROBE, POLY ENCL |  | https://bapisensors.sharepoint.com/sites/BAPIMediaLibrary/Shared%20Documents/Product%20Images/Immersion_Trans_BB_2023.png | https://bapisensors.sharepoint.com/sites/BAPIMediaLibrary/Shared%20Documents/Datasheets/Immersion_temp_NoPrice-v17.pdf | https://bapisensors.sharepoint.com/sites/BAPIMediaLibrary/Shared%20Documents/Instructions/20907_ins_Immersion_Passive.pdf
BA/10K3I8NB | BA/10K-3-I-8"-NB | TEMP SENSOR, IMMERS, 10K TYPE III, 8.00" PROBE, ENCL |  |  | https://bapisensors.sharepoint.com/sites/BAPIMediaLibrary/Shared%20Documents/Datasheets/Immersion_temp_NoPrice-v17.pdf | https://bapisensors.sharepoint.com/sites/BAPIMediaLibrary/Shared%20Documents/Instructions/20907_ins_Immersion_Passive.pdf
BA/10K-3-I-8 | BA/10K-3-I-8" | TEMP SENSOR, IMMERS, 10K TYPE III, 8.00" PROBE, METALLIC ENCL |  | https://assets.kele.com/assets/product/w_300/h4yt7eo2mk1xrdgp9avm/ba10k-3-i-4-wp.png | https://bapisensors.sharepoint.com/sites/BAPIMediaLibrary/Shared%20Documents/Datasheets/Immersion_temp_NoPrice-v17.pdf | https://bapisensors.sharepoint.com/sites/BAPIMediaLibrary/Shared%20Documents/Instructions/20907_ins_Immersion_Passive.pdf
BA/10K3-I-8-JB | BA/10K3-I-8-JB | TEMP SENSOR, IMMERS, 10K TYPE III, 8.00" PROBE, METALLIC ENCL |  | https://assets.kele.com/assets/product/w_300/h4yt7eo2mk1xrdgp9avm/ba10k-3-i-4-wp.png | https://bapisensors.sharepoint.com/sites/BAPIMediaLibrary/Shared%20Documents/Datasheets/Immersion_temp_NoPrice-v17.pdf | https://bapisensors.sharepoint.com/sites/BAPIMediaLibrary/Shared%20Documents/Instructions/20907_ins_Immersion_Passive.pdf
BA/10K3-I-8-WP | BA/10K3-I-8-WP | TEMP SENSOR, IMMERS, 10K TYPE III, 8.00" PROBE, METALLIC ENCL |  | https://bapisensors.sharepoint.com/sites/BAPIMediaLibrary/Shared%20Documents/Product%20Images/Immersion_WP.png | https://bapisensors.sharepoint.com/sites/BAPIMediaLibrary/Shared%20Documents/Datasheets/Immersion_temp_NoPrice-v17.pdf | https://bapisensors.sharepoint.com/sites/BAPIMediaLibrary/Shared%20Documents/Instructions/20907_ins_Immersion_Passive.pdf
BA/10K3I8SSWP | BA/10K-3-I-8"-SS-WP | TEMP SENSOR, IMMERS, 10K TYPE III, 8.00" PROBE, METALLIC ENCL |  |  | https://bapisensors.sharepoint.com/sites/BAPIMediaLibrary/Shared%20Documents/Datasheets/Immersion_Probe_SS_NoPrice-v17.pdf | https://bapisensors.sharepoint.com/sites/BAPIMediaLibrary/Shared%20Documents/Instructions/20908_ins_ImrsnDblThread_Passive.pdf
BA/10K3XPI8 | BA/10K-3[XP]-I-8'-JB | TEMP SENSOR, IMMERS, 10K TYPE III, 8.00" PROBE, METALLIC ENCL |  | https://assets.kele.com/assets/product/w_300/h4yt7eo2mk1xrdgp9avm/ba10k-3-i-4-wp.png | https://bapisensors.sharepoint.com/sites/BAPIMediaLibrary/Shared%20Documents/Datasheets/Immersion_temp_NoPrice-v17.pdf | https://bapisensors.sharepoint.com/sites/BAPIMediaLibrary/Shared%20Documents/Instructions/20907_ins_Immersion_Passive.pdf
BA/10K3-I-8-BB | BA/10K3-I-8-BB | TEMP SENSOR, IMMERS, 10K TYPE III, 8.00" PROBE, POLY ENCL |  | https://bapisensors.sharepoint.com/sites/BAPIMediaLibrary/Shared%20Documents/Product%20Images/Immersion_Trans_BB_2023.png | https://bapisensors.sharepoint.com/sites/BAPIMediaLibrary/Shared%20Documents/Datasheets/Immersion_temp_NoPrice-v17.pdf | https://bapisensors.sharepoint.com/sites/BAPIMediaLibrary/Shared%20Documents/Instructions/20907_ins_Immersion_Passive.pdf
BA/10K3-I-8BB2 | BA/10K3-I-8BB2 | TEMP SENSOR, IMMERS, 10K TYPE III, 8.00" PROBE, POLY ENCL |  | https://bapisensors.sharepoint.com/sites/BAPIMediaLibrary/Shared%20Documents/Product%20Images/Immersion_BB2_2020.png | https://bapisensors.sharepoint.com/sites/BAPIMediaLibrary/Shared%20Documents/Datasheets/Immersion_temp_NoPrice-v17.pdf | https://bapisensors.sharepoint.com/sites/BAPIMediaLibrary/Shared%20Documents/Instructions/20907_ins_Immersion_Passive.pdf
BA/10K3-I-8BB4 | BA/10K3-I-8BB4 | TEMP SENSOR, IMMERS, 10K TYPE III, 8.00" PROBE, POLY ENCL |  |  | https://bapisensors.sharepoint.com/sites/BAPIMediaLibrary/Shared%20Documents/Datasheets/Immersion_temp_NoPrice-v17.pdf | https://bapisensors.sharepoint.com/sites/BAPIMediaLibrary/Shared%20Documents/Instructions/20907_ins_Immersion_Passive.pdf
BA/10K3I8BBTS | BA/10K-3-I-8"-BB-TS | TEMP SENSOR, IMMERS, 10K TYPE III, 8.00" PROBE, POLY ENCL |  | https://bapisensors.sharepoint.com/sites/BAPIMediaLibrary/Shared%20Documents/Product%20Images/Immersion_Trans_BB_2023.png | https://bapisensors.sharepoint.com/sites/BAPIMediaLibrary/Shared%20Documents/Datasheets/Immersion_temp_NoPrice-v17.pdf | https://bapisensors.sharepoint.com/sites/BAPIMediaLibrary/Shared%20Documents/Instructions/20907_ins_Immersion_Passive.pdf
BA/10K3I8SSBB | BA/10K-3-I-8"-SS-BB | TEMP SENSOR, IMMERS, 10K TYPE III, 8.00" PROBE, POLY ENCL |  | https://bapisensors.sharepoint.com/sites/BAPIMediaLibrary/Shared%20Documents/Product%20Images/Immersion_SS_BB.png | https://bapisensors.sharepoint.com/sites/BAPIMediaLibrary/Shared%20Documents/Datasheets/Immersion_Probe_SS_NoPrice-v17.pdf | https://bapisensors.sharepoint.com/sites/BAPIMediaLibrary/Shared%20Documents/Instructions/20908_ins_ImrsnDblThread_Passive.pdf
BA/10K3I8SSBBTS | BA/10K-3-I-8"-SS-BB-TS | TEMP SENSOR, IMMERS, 10K TYPE III, 8.00" PROBE, POLY ENCL |  | https://bapisensors.sharepoint.com/sites/BAPIMediaLibrary/Shared%20Documents/Product%20Images/Immersion_SS_BB.png | https://bapisensors.sharepoint.com/sites/BAPIMediaLibrary/Shared%20Documents/Datasheets/Immersion_Probe_SS_NoPrice-v17.pdf | https://bapisensors.sharepoint.com/sites/BAPIMediaLibrary/Shared%20Documents/Instructions/20908_ins_ImrsnDblThread_Passive.pdf
BA/1KNII2JB | BA/1K[NI]-I-2"-JB | TEMP SENSOR, IMMERS, 1K NI RTD, 2.00" PROBE, METALLIC ENCL |  | https://assets.kele.com/assets/product/w_300/h4yt7eo2mk1xrdgp9avm/ba10k-3-i-4-wp.png | https://bapisensors.sharepoint.com/sites/BAPIMediaLibrary/Shared%20Documents/Datasheets/Immersion_temp_NoPrice-v17.pdf | https://bapisensors.sharepoint.com/sites/BAPIMediaLibrary/Shared%20Documents/Instructions/20907_ins_Immersion_Passive.pdf
BA/1KNII2SSWP | BA/1K[NI]-I-2"-SS-WP | TEMP SENSOR, IMMERS, 1K NI RTD, 2.00" PROBE, METALLIC ENCL |  |  | https://bapisensors.sharepoint.com/sites/BAPIMediaLibrary/Shared%20Documents/Datasheets/Immersion_temp_NoPrice-v17.pdf | https://bapisensors.sharepoint.com/sites/BAPIMediaLibrary/Shared%20Documents/Instructions/20907_ins_Immersion_Passive.pdf
BA/1KNII2WP | BA/1K[NI]-I-2"-WP | TEMP SENSOR, IMMERS, 1K NI RTD, 2.00" PROBE, METALLIC ENCL |  | https://bapisensors.sharepoint.com/sites/BAPIMediaLibrary/Shared%20Documents/Product%20Images/Immersion_BB2_2020.png | https://bapisensors.sharepoint.com/sites/BAPIMediaLibrary/Shared%20Documents/Datasheets/Immersion_temp_NoPrice-v17.pdf | https://bapisensors.sharepoint.com/sites/BAPIMediaLibrary/Shared%20Documents/Instructions/20907_ins_Immersion_Passive.pdf
BA/1KNII2BB2 | BA/1K[NI]-I-2"-BB2 | TEMP SENSOR, IMMERS, 1K NI RTD, 2.00" PROBE, POLY ENCL |  | https://bapisensors.sharepoint.com/sites/BAPIMediaLibrary/Shared%20Documents/Product%20Images/Immersion_WP.png | https://bapisensors.sharepoint.com/sites/BAPIMediaLibrary/Shared%20Documents/Datasheets/Immersion_temp_NoPrice-v17.pdf | https://bapisensors.sharepoint.com/sites/BAPIMediaLibrary/Shared%20Documents/Instructions/20907_ins_Immersion_Passive.pdf
BA/1KNII2BB4 | BA/1K[NI]-I-2"-BB4 | TEMP SENSOR, IMMERS, 1K NI RTD, 2.00" PROBE, POLY ENCL |  |  | https://bapisensors.sharepoint.com/sites/BAPIMediaLibrary/Shared%20Documents/Datasheets/Immersion_temp_NoPrice-v17.pdf | https://bapisensors.sharepoint.com/sites/BAPIMediaLibrary/Shared%20Documents/Instructions/20907_ins_Immersion_Passive.pdf
BA/1KNII2BBTS | BA/1K[NI]-I-2"-BB-TS | TEMP SENSOR, IMMERS, 1K NI RTD, 2.00" PROBE, POLY ENCL |  | https://bapisensors.sharepoint.com/sites/BAPIMediaLibrary/Shared%20Documents/Product%20Images/Immersion_Trans_BB_2023.png | https://bapisensors.sharepoint.com/sites/BAPIMediaLibrary/Shared%20Documents/Datasheets/Immersion_temp_NoPrice-v17.pdf | https://bapisensors.sharepoint.com/sites/BAPIMediaLibrary/Shared%20Documents/Instructions/20907_ins_Immersion_Passive.pdf
BA/1KNII4JB | BA/1K-NI-I-4"-JB | TEMP SENSOR, IMMERS, 1K NI RTD, 4.00" PROBE, METALLIC ENCL |  | https://assets.kele.com/assets/product/w_300/h4yt7eo2mk1xrdgp9avm/ba10k-3-i-4-wp.png | https://bapisensors.sharepoint.com/sites/BAPIMediaLibrary/Shared%20Documents/Datasheets/Immersion_temp_NoPrice-v17.pdf | https://bapisensors.sharepoint.com/sites/BAPIMediaLibrary/Shared%20Documents/Instructions/20907_ins_Immersion_Passive.pdf
BA/1KNII4SSWP | BA/1K[NI]-I-4"-SS-WP | TEMP SENSOR, IMMERS, 1K NI RTD, 4.00" PROBE, METALLIC ENCL |  |  | https://bapisensors.sharepoint.com/sites/BAPIMediaLibrary/Shared%20Documents/Datasheets/Immersion_Probe_SS_NoPrice-v17.pdf | https://bapisensors.sharepoint.com/sites/BAPIMediaLibrary/Shared%20Documents/Instructions/20908_ins_ImrsnDblThread_Passive.pdf
BA/1KNII4WP | BA/1K[NI]-I-4"-WP | TEMP SENSOR, IMMERS, 1K NI RTD, 4.00" PROBE, METALLIC ENCL |  | https://bapisensors.sharepoint.com/sites/BAPIMediaLibrary/Shared%20Documents/Product%20Images/Immersion_WP.png | https://bapisensors.sharepoint.com/sites/BAPIMediaLibrary/Shared%20Documents/Datasheets/Immersion_temp_NoPrice-v17.pdf | https://bapisensors.sharepoint.com/sites/BAPIMediaLibrary/Shared%20Documents/Instructions/20907_ins_Immersion_Passive.pdf
BA/1KNI-I-4BB | BA/1KNI-I-4BB | TEMP SENSOR, IMMERS, 1K NI RTD, 4.00" PROBE, POLY ENCL |  | https://bapisensors.sharepoint.com/sites/BAPIMediaLibrary/Shared%20Documents/Product%20Images/Immersion_Trans_BB_2023.png | https://bapisensors.sharepoint.com/sites/BAPIMediaLibrary/Shared%20Documents/Datasheets/Immersion_temp_NoPrice-v17.pdf | https://bapisensors.sharepoint.com/sites/BAPIMediaLibrary/Shared%20Documents/Instructions/20907_ins_Immersion_Passive.pdf
BA/1KNII4BB | BA/1K[NI]-I-4"-BB | TEMP SENSOR, IMMERS, 1K NI RTD, 4.00" PROBE, POLY ENCL |  | https://bapisensors.sharepoint.com/sites/BAPIMediaLibrary/Shared%20Documents/Product%20Images/Immersion_Trans_BB_2023.png | https://bapisensors.sharepoint.com/sites/BAPIMediaLibrary/Shared%20Documents/Datasheets/Immersion_temp_NoPrice-v17.pdf | https://bapisensors.sharepoint.com/sites/BAPIMediaLibrary/Shared%20Documents/Instructions/20907_ins_Immersion_Passive.pdf
BA/1KNII4BB2TS | BA/1K[NI]-I-4"-BB2-TS | TEMP SENSOR, IMMERS, 1K NI RTD, 4.00" PROBE, POLY ENCL |  | https://bapisensors.sharepoint.com/sites/BAPIMediaLibrary/Shared%20Documents/Product%20Images/Immersion_BB2_2020.png | https://bapisensors.sharepoint.com/sites/BAPIMediaLibrary/Shared%20Documents/Datasheets/Immersion_temp_NoPrice-v17.pdf | https://bapisensors.sharepoint.com/sites/BAPIMediaLibrary/Shared%20Documents/Instructions/20907_ins_Immersion_Passive.pdf
BA/1KNII4BBTS | BA/1K[NI]-I-4"-BB-TS | TEMP SENSOR, IMMERS, 1K NI RTD, 4.00" PROBE, POLY ENCL |  | https://bapisensors.sharepoint.com/sites/BAPIMediaLibrary/Shared%20Documents/Product%20Images/Immersion_Trans_BB_2023.png | https://bapisensors.sharepoint.com/sites/BAPIMediaLibrary/Shared%20Documents/Datasheets/Immersion_temp_NoPrice-v17.pdf | https://bapisensors.sharepoint.com/sites/BAPIMediaLibrary/Shared%20Documents/Instructions/20907_ins_Immersion_Passive.pdf
BA/1KNII4SSBB | BA/1K[NI]-I-4"-SS-BB | TEMP SENSOR, IMMERS, 1K NI RTD, 4.00" PROBE, POLY ENCL |  | https://bapisensors.sharepoint.com/sites/BAPIMediaLibrary/Shared%20Documents/Product%20Images/Immersion_SS_BB.png | https://bapisensors.sharepoint.com/sites/BAPIMediaLibrary/Shared%20Documents/Datasheets/Immersion_Probe_SS_NoPrice-v17.pdf | https://bapisensors.sharepoint.com/sites/BAPIMediaLibrary/Shared%20Documents/Instructions/20908_ins_ImrsnDblThread_Passive.pdf
BA/1KNII6JB | BA/1K[NI]-I-6"-JB | TEMP SENSOR, IMMERS, 1K NI RTD, 6.00" PROBE, METALLIC ENCL |  | https://assets.kele.com/assets/product/w_300/h4yt7eo2mk1xrdgp9avm/ba10k-3-i-4-wp.png | https://bapisensors.sharepoint.com/sites/BAPIMediaLibrary/Shared%20Documents/Datasheets/Immersion_temp_NoPrice-v17.pdf | https://bapisensors.sharepoint.com/sites/BAPIMediaLibrary/Shared%20Documents/Instructions/20907_ins_Immersion_Passive.pdf
BA/1KNII8JB | BA/1K[NI]-I-8"-JB | TEMP SENSOR, IMMERS, 1K NI RTD, 8.00" PROBE, METALLIC ENCL |  | https://assets.kele.com/assets/product/w_300/h4yt7eo2mk1xrdgp9avm/ba10k-3-i-4-wp.png | https://bapisensors.sharepoint.com/sites/BAPIMediaLibrary/Shared%20Documents/Datasheets/Immersion_temp_NoPrice-v17.pdf | https://bapisensors.sharepoint.com/sites/BAPIMediaLibrary/Shared%20Documents/Instructions/20907_ins_Immersion_Passive.pdf
BA/1KNII8WP | BA/1K[NI]-I-8"-WP | TEMP SENSOR, IMMERS, 1K NI RTD, 8.00" PROBE, METALLIC ENCL |  | https://bapisensors.sharepoint.com/sites/BAPIMediaLibrary/Shared%20Documents/Product%20Images/Immersion_WP.png | https://bapisensors.sharepoint.com/sites/BAPIMediaLibrary/Shared%20Documents/Datasheets/Immersion_temp_NoPrice-v17.pdf | https://bapisensors.sharepoint.com/sites/BAPIMediaLibrary/Shared%20Documents/Instructions/20907_ins_Immersion_Passive.pdf
BA/1KNII8BB | BA/1K[NI]-I-8-BB | TEMP SENSOR, IMMERS, 1K NI RTD, 8.00" PROBE, POLY ENCL |  | https://bapisensors.sharepoint.com/sites/BAPIMediaLibrary/Shared%20Documents/Product%20Images/Immersion_Trans_BB_2023.png | https://bapisensors.sharepoint.com/sites/BAPIMediaLibrary/Shared%20Documents/Datasheets/Immersion_temp_NoPrice-v17.pdf | https://bapisensors.sharepoint.com/sites/BAPIMediaLibrary/Shared%20Documents/Instructions/20907_ins_Immersion_Passive.pdf
BA/1KNII8BB2 | BA/1K[NI]-I-8"-BB2 | TEMP SENSOR, IMMERS, 1K NI RTD, 8.00" PROBE, POLY ENCL |  | https://bapisensors.sharepoint.com/sites/BAPIMediaLibrary/Shared%20Documents/Product%20Images/Immersion_BB2_2020.png | https://bapisensors.sharepoint.com/sites/BAPIMediaLibrary/Shared%20Documents/Datasheets/Immersion_temp_NoPrice-v17.pdf | https://bapisensors.sharepoint.com/sites/BAPIMediaLibrary/Shared%20Documents/Instructions/20907_ins_Immersion_Passive.pdf
BA/1KNII8BBTS | BA/1K[NI]-I-8"-BB-TS | TEMP SENSOR, IMMERS, 1K NI RTD, 8.00" PROBE, POLY ENCL |  | https://bapisensors.sharepoint.com/sites/BAPIMediaLibrary/Shared%20Documents/Product%20Images/Immersion_Trans_BB_2023.png | https://bapisensors.sharepoint.com/sites/BAPIMediaLibrary/Shared%20Documents/Datasheets/Immersion_temp_NoPrice-v17.pdf | https://bapisensors.sharepoint.com/sites/BAPIMediaLibrary/Shared%20Documents/Instructions/20907_ins_Immersion_Passive.pdf
BA/1K375-I-2-JB | BA/1K375-I-2-JB | TEMP SENSOR, IMMERS, 1K RTD 375, 2.00" PROBE, METALLIC ENCL |  | https://assets.kele.com/assets/product/w_300/h4yt7eo2mk1xrdgp9avm/ba10k-3-i-4-wp.png | https://bapisensors.sharepoint.com/sites/BAPIMediaLibrary/Shared%20Documents/Datasheets/Immersion_temp_NoPrice-v17.pdf | https://bapisensors.sharepoint.com/sites/BAPIMediaLibrary/Shared%20Documents/Instructions/20907_ins_Immersion_Passive.pdf
BA/1K375-I-2-WP | BA/1K375-I-2-WP | TEMP SENSOR, IMMERS, 1K RTD 375, 2.00" PROBE, METALLIC ENCL |  | https://bapisensors.sharepoint.com/sites/BAPIMediaLibrary/Shared%20Documents/Product%20Images/Immersion_WP.png | https://bapisensors.sharepoint.com/sites/BAPIMediaLibrary/Shared%20Documents/Datasheets/Immersion_temp_NoPrice-v17.pdf | https://bapisensors.sharepoint.com/sites/BAPIMediaLibrary/Shared%20Documents/Instructions/20907_ins_Immersion_Passive.pdf
BA/1K375-I-2-BB | BA/1K375-I-2-BB | TEMP SENSOR, IMMERS, 1K RTD 375, 2.00" PROBE, POLY ENCL |  | https://bapisensors.sharepoint.com/sites/BAPIMediaLibrary/Shared%20Documents/Product%20Images/Immersion_Trans_BB_2023.png | https://bapisensors.sharepoint.com/sites/BAPIMediaLibrary/Shared%20Documents/Datasheets/Immersion_temp_NoPrice-v17.pdf | https://bapisensors.sharepoint.com/sites/BAPIMediaLibrary/Shared%20Documents/Instructions/20907_ins_Immersion_Passive.pdf
BA/1K375-I-2BB2 | BA/1K375-I-2BB2 | TEMP SENSOR, IMMERS, 1K RTD 375, 2.00" PROBE, POLY ENCL |  | https://bapisensors.sharepoint.com/sites/BAPIMediaLibrary/Shared%20Documents/Product%20Images/Immersion_BB2_2020.png | https://bapisensors.sharepoint.com/sites/BAPIMediaLibrary/Shared%20Documents/Datasheets/Immersion_temp_NoPrice-v17.pdf | https://bapisensors.sharepoint.com/sites/BAPIMediaLibrary/Shared%20Documents/Instructions/20907_ins_Immersion_Passive.pdf
BA/1K375-I-2BB4 | BA/1K375-I-2BB4 | TEMP SENSOR, IMMERS, 1K RTD 375, 2.00" PROBE, POLY ENCL |  |  | https://bapisensors.sharepoint.com/sites/BAPIMediaLibrary/Shared%20Documents/Datasheets/Immersion_temp_NoPrice-v17.pdf | https://bapisensors.sharepoint.com/sites/BAPIMediaLibrary/Shared%20Documents/Instructions/20907_ins_Immersion_Passive.pdf
BA/1K375I2SSBB | BA/1K[375]-I-2"-SS-BB | TEMP SENSOR, IMMERS, 1K RTD 375, 2.00" PROBE, POLY ENCL |  | https://bapisensors.sharepoint.com/sites/BAPIMediaLibrary/Shared%20Documents/Product%20Images/Immersion_SS_BB.png | https://bapisensors.sharepoint.com/sites/BAPIMediaLibrary/Shared%20Documents/Datasheets/Immersion_Probe_SS_NoPrice-v17.pdf | https://bapisensors.sharepoint.com/sites/BAPIMediaLibrary/Shared%20Documents/Instructions/20908_ins_ImrsnDblThread_Passive.pdf
BA/1K375-I-4-JB | BA/1K375-I-4-JB | TEMP SENSOR, IMMERS, 1K RTD 375, 4.00" PROBE, METALLIC ENCL |  | https://assets.kele.com/assets/product/w_300/h4yt7eo2mk1xrdgp9avm/ba10k-3-i-4-wp.png | https://bapisensors.sharepoint.com/sites/BAPIMediaLibrary/Shared%20Documents/Datasheets/Immersion_temp_NoPrice-v17.pdf | https://bapisensors.sharepoint.com/sites/BAPIMediaLibrary/Shared%20Documents/Instructions/20907_ins_Immersion_Passive.pdf
BA/1K375-I-4-WP | BA/1K375-I-4-WP | TEMP SENSOR, IMMERS, 1K RTD 375, 4.00" PROBE, METALLIC ENCL |  | https://assets.kele.com/assets/product/w_300/h4yt7eo2mk1xrdgp9avm/ba10k-3-i-4-wp.png | https://bapisensors.sharepoint.com/sites/BAPIMediaLibrary/Shared%20Documents/Datasheets/Immersion_temp_NoPrice-v17.pdf | https://bapisensors.sharepoint.com/sites/BAPIMediaLibrary/Shared%20Documents/Instructions/20907_ins_Immersion_Passive.pdf
BA/1K375-I-4-BB | BA/1K375-I-4-BB | TEMP SENSOR, IMMERS, 1K RTD 375, 4.00" PROBE, POLY ENCL |  | https://bapisensors.sharepoint.com/sites/BAPIMediaLibrary/Shared%20Documents/Product%20Images/Immersion_Trans_BB_2023.png | https://bapisensors.sharepoint.com/sites/BAPIMediaLibrary/Shared%20Documents/Datasheets/Immersion_temp_NoPrice-v17.pdf | https://bapisensors.sharepoint.com/sites/BAPIMediaLibrary/Shared%20Documents/Instructions/20907_ins_Immersion_Passive.pdf
BA/1K375-I-4BB2 | BA/1K375-I-4BB2 | TEMP SENSOR, IMMERS, 1K RTD 375, 4.00" PROBE, POLY ENCL |  | https://bapisensors.sharepoint.com/sites/BAPIMediaLibrary/Shared%20Documents/Product%20Images/Immersion_BB2_2020.png | https://bapisensors.sharepoint.com/sites/BAPIMediaLibrary/Shared%20Documents/Datasheets/Immersion_temp_NoPrice-v17.pdf | https://bapisensors.sharepoint.com/sites/BAPIMediaLibrary/Shared%20Documents/Instructions/20907_ins_Immersion_Passive.pdf
BA/1K375-I-4BB4 | BA/1K375-I-4BB4 | TEMP SENSOR, IMMERS, 1K RTD 375, 4.00" PROBE, POLY ENCL |  |  | https://bapisensors.sharepoint.com/sites/BAPIMediaLibrary/Shared%20Documents/Datasheets/Immersion_temp_NoPrice-v17.pdf | https://bapisensors.sharepoint.com/sites/BAPIMediaLibrary/Shared%20Documents/Instructions/20907_ins_Immersion_Passive.pdf
BA/1K375I4SSBB2 | BA/1K[375]-I-4"-SS-BB2 | TEMP SENSOR, IMMERS, 1K RTD 375, 4.00" PROBE, POLY ENCL |  | https://bapisensors.sharepoint.com/sites/BAPIMediaLibrary/Shared%20Documents/Product%20Images/Immersion_SS_Trans_BB2_2020-1.png | https://bapisensors.sharepoint.com/sites/BAPIMediaLibrary/Shared%20Documents/Datasheets/Immersion_Probe_SS_NoPrice-v17.pdf | https://bapisensors.sharepoint.com/sites/BAPIMediaLibrary/Shared%20Documents/Instructions/20908_ins_ImrsnDblThread_Passive.pdf
BA/1K375-I-6 | BA/1K375-I-6 | TEMP SENSOR, IMMERS, 1K RTD 375, 6.00" PROBE |  |  | https://bapisensors.sharepoint.com/sites/BAPIMediaLibrary/Shared%20Documents/Datasheets/Immersion_temp_NoPrice-v17.pdf | https://bapisensors.sharepoint.com/sites/BAPIMediaLibrary/Shared%20Documents/Instructions/20907_ins_Immersion_Passive.pdf
BA/1K375-I-8-JB | BA/1K375-I-8-JB | TEMP SENSOR, IMMERS, 1K RTD 375, 8.00" PROBE, METALLIC ENCL |  | https://assets.kele.com/assets/product/w_300/h4yt7eo2mk1xrdgp9avm/ba10k-3-i-4-wp.png | https://bapisensors.sharepoint.com/sites/BAPIMediaLibrary/Shared%20Documents/Datasheets/Immersion_temp_NoPrice-v17.pdf | https://bapisensors.sharepoint.com/sites/BAPIMediaLibrary/Shared%20Documents/Instructions/20907_ins_Immersion_Passive.pdf
BA/1K375-I-8-WP | BA/1K375-I-8-WP | TEMP SENSOR, IMMERS, 1K RTD 375, 8.00" PROBE, METALLIC ENCL |  | https://bapisensors.sharepoint.com/sites/BAPIMediaLibrary/Shared%20Documents/Product%20Images/Immersion_WP.png | https://bapisensors.sharepoint.com/sites/BAPIMediaLibrary/Shared%20Documents/Datasheets/Immersion_temp_NoPrice-v17.pdf | https://bapisensors.sharepoint.com/sites/BAPIMediaLibrary/Shared%20Documents/Instructions/20907_ins_Immersion_Passive.pdf
BA/1K375AI8JB | BA/1K[375][A]-I-8"-JB | TEMP SENSOR, IMMERS, 1K RTD 375, 8.00" PROBE, METALLIC ENCL |  | https://assets.kele.com/assets/product/w_300/h4yt7eo2mk1xrdgp9avm/ba10k-3-i-4-wp.png | https://bapisensors.sharepoint.com/sites/BAPIMediaLibrary/Shared%20Documents/Datasheets/Immersion_temp_NoPrice-v17.pdf | https://bapisensors.sharepoint.com/sites/BAPIMediaLibrary/Shared%20Documents/Instructions/20907_ins_Immersion_Passive.pdf
BA/1K375I8SSWP | BA/1K[375]-I-8"-SS-WP | TEMP SENSOR, IMMERS, 1K RTD 375, 8.00" PROBE, METALLIC ENCL |  |  | https://bapisensors.sharepoint.com/sites/BAPIMediaLibrary/Shared%20Documents/Datasheets/Immersion_Probe_SS_NoPrice-v17.pdf | https://bapisensors.sharepoint.com/sites/BAPIMediaLibrary/Shared%20Documents/Instructions/20908_ins_ImrsnDblThread_Passive.pdf
BA/1K375-I-8-BB | BA/1K375-I-8-BB | TEMP SENSOR, IMMERS, 1K RTD 375, 8.00" PROBE, POLY ENCL |  | https://bapisensors.sharepoint.com/sites/BAPIMediaLibrary/Shared%20Documents/Product%20Images/Immersion_Trans_BB_2023.png | https://bapisensors.sharepoint.com/sites/BAPIMediaLibrary/Shared%20Documents/Datasheets/Immersion_temp_NoPrice-v17.pdf | https://bapisensors.sharepoint.com/sites/BAPIMediaLibrary/Shared%20Documents/Instructions/20907_ins_Immersion_Passive.pdf
BA/1K375-I-8BB2 | BA/1K375-I-8BB2 | TEMP SENSOR, IMMERS, 1K RTD 375, 8.00" PROBE, POLY ENCL |  | https://bapisensors.sharepoint.com/sites/BAPIMediaLibrary/Shared%20Documents/Product%20Images/Immersion_BB2_2020.png | https://bapisensors.sharepoint.com/sites/BAPIMediaLibrary/Shared%20Documents/Datasheets/Immersion_temp_NoPrice-v17.pdf | https://bapisensors.sharepoint.com/sites/BAPIMediaLibrary/Shared%20Documents/Instructions/20907_ins_Immersion_Passive.pdf
BA/1K375-I-8BB4 | BA/1K375-I-8BB4 | TEMP SENSOR, IMMERS, 1K RTD 375, 8.00" PROBE, POLY ENCL |  |  | https://bapisensors.sharepoint.com/sites/BAPIMediaLibrary/Shared%20Documents/Datasheets/Immersion_temp_NoPrice-v17.pdf | https://bapisensors.sharepoint.com/sites/BAPIMediaLibrary/Shared%20Documents/Instructions/20907_ins_Immersion_Passive.pdf
BA/1K375I8BBTS | BA/1K[375]-I-8"-BB-TS | TEMP SENSOR, IMMERS, 1K RTD 375, 8.00" PROBE, POLY ENCL |  | https://bapisensors.sharepoint.com/sites/BAPIMediaLibrary/Shared%20Documents/Product%20Images/Immersion_Trans_BB_2023.png | https://bapisensors.sharepoint.com/sites/BAPIMediaLibrary/Shared%20Documents/Datasheets/Immersion_temp_NoPrice-v17.pdf | https://bapisensors.sharepoint.com/sites/BAPIMediaLibrary/Shared%20Documents/Instructions/20907_ins_Immersion_Passive.pdf
BA/1K375I8SSBB2 | BA/1K[375]-I-8"-SS-BB2 | TEMP SENSOR, IMMERS, 1K RTD 375, 8.00" PROBE, POLY ENCL |  | https://bapisensors.sharepoint.com/sites/BAPIMediaLibrary/Shared%20Documents/Product%20Images/Immersion_SS_Trans_BB2_2020-1.png | https://bapisensors.sharepoint.com/sites/BAPIMediaLibrary/Shared%20Documents/Datasheets/Immersion_Probe_SS_NoPrice-v17.pdf | https://bapisensors.sharepoint.com/sites/BAPIMediaLibrary/Shared%20Documents/Instructions/20908_ins_ImrsnDblThread_Passive.pdf
BA/1K3I10WP | BA/1K[3]-I-10"-WP | TEMP SENSOR, IMMERS, 1K RTD 385, 10.00" PROBE, METALLIC ENCL |  | https://bapisensors.sharepoint.com/sites/BAPIMediaLibrary/Shared%20Documents/Product%20Images/Immersion_WP.png | https://bapisensors.sharepoint.com/sites/BAPIMediaLibrary/Shared%20Documents/Datasheets/Extreme_Temp_RTD_NoPrice-v17.pdf | https://bapisensors.sharepoint.com/sites/BAPIMediaLibrary/Shared%20Documents/Instructions/8612_ins_RTD_EXTRM.pdf
BA/1K2I11WP | BA/1K[2]-I-11"-WP | TEMP SENSOR, IMMERS, 1K RTD 385, 11.00" PROBE, METALLIC ENCL |  | https://bapisensors.sharepoint.com/sites/BAPIMediaLibrary/Shared%20Documents/Product%20Images/Immersion_WP.png | https://bapisensors.sharepoint.com/sites/BAPIMediaLibrary/Shared%20Documents/Datasheets/Extreme_Temp_RTD_NoPrice-v17.pdf | https://bapisensors.sharepoint.com/sites/BAPIMediaLibrary/Shared%20Documents/Instructions/8612_ins_RTD_EXTRM.pdf
BA/1K2I12WP | BA/1K[2]-I-12"-WP | TEMP SENSOR, IMMERS, 1K RTD 385, 12.00" PROBE, METALLIC ENCL |  | https://bapisensors.sharepoint.com/sites/BAPIMediaLibrary/Shared%20Documents/Product%20Images/Immersion_WP.png | https://bapisensors.sharepoint.com/sites/BAPIMediaLibrary/Shared%20Documents/Datasheets/Extreme_Temp_RTD_NoPrice-v17.pdf | https://bapisensors.sharepoint.com/sites/BAPIMediaLibrary/Shared%20Documents/Instructions/8612_ins_RTD_EXTRM.pdf
BA/1K3I12WP | BA/1K[3]-I-12"-WP | TEMP SENSOR, IMMERS, 1K RTD 385, 12.00" PROBE, METALLIC ENCL |  | https://bapisensors.sharepoint.com/sites/BAPIMediaLibrary/Shared%20Documents/Product%20Images/Immersion_WP.png | https://bapisensors.sharepoint.com/sites/BAPIMediaLibrary/Shared%20Documents/Datasheets/Extreme_Temp_RTD_NoPrice-v17.pdf | https://bapisensors.sharepoint.com/sites/BAPIMediaLibrary/Shared%20Documents/Instructions/8612_ins_RTD_EXTRM.pdf
BA/1KI12JB | BA/1K-I-12"-JB | TEMP SENSOR, IMMERS, 1K RTD 385, 12.00" PROBE, METALLIC ENCL |  | https://assets.kele.com/assets/product/w_300/h4yt7eo2mk1xrdgp9avm/ba10k-3-i-4-wp.png | https://bapisensors.sharepoint.com/sites/BAPIMediaLibrary/Shared%20Documents/Datasheets/Immersion_temp_NoPrice-v17.pdf | https://bapisensors.sharepoint.com/sites/BAPIMediaLibrary/Shared%20Documents/Instructions/20907_ins_Immersion_Passive.pdf
BA/1KI12BB2 | BA/1K-I-12"-BB2 | TEMP SENSOR, IMMERS, 1K RTD 385, 12.00" PROBE, POLY ENCL |  | https://bapisensors.sharepoint.com/sites/BAPIMediaLibrary/Shared%20Documents/Product%20Images/Immersion_BB2_2020.png | https://bapisensors.sharepoint.com/sites/BAPIMediaLibrary/Shared%20Documents/Datasheets/Immersion_temp_NoPrice-v17.pdf | https://bapisensors.sharepoint.com/sites/BAPIMediaLibrary/Shared%20Documents/Instructions/20907_ins_Immersion_Passive.pdf
BA/1KI13.5JB | BA/1K-I-13.5"-JB | TEMP SENSOR, IMMERS, 1K RTD 385, 13.50" PROBE, METALLIC ENCL |  | https://assets.kele.com/assets/product/w_300/h4yt7eo2mk1xrdgp9avm/ba10k-3-i-4-wp.png | https://bapisensors.sharepoint.com/sites/BAPIMediaLibrary/Shared%20Documents/Datasheets/Immersion_temp_NoPrice-v17.pdf | https://bapisensors.sharepoint.com/sites/BAPIMediaLibrary/Shared%20Documents/Instructions/20907_ins_Immersion_Passive.pdf
BA/1K3I16WP | BA/1K[3]-I-16"-WP | TEMP SENSOR, IMMERS, 1K RTD 385, 16.00" PROBE, METALLIC ENCL |  | https://bapisensors.sharepoint.com/sites/BAPIMediaLibrary/Shared%20Documents/Product%20Images/Immersion_WP.png | https://bapisensors.sharepoint.com/sites/BAPIMediaLibrary/Shared%20Documents/Datasheets/Extreme_Temp_RTD_NoPrice-v17.pdf | https://bapisensors.sharepoint.com/sites/BAPIMediaLibrary/Shared%20Documents/Instructions/8612_ins_RTD_EXTRM.pdf
BA/1K-I-2-JB | BA/1K-I-2-JB | TEMP SENSOR, IMMERS, 1K RTD 385, 2.00" PROBE, METALLIC ENCL |  | https://assets.kele.com/assets/product/w_300/h4yt7eo2mk1xrdgp9avm/ba10k-3-i-4-wp.png | https://bapisensors.sharepoint.com/sites/BAPIMediaLibrary/Shared%20Documents/Datasheets/Immersion_temp_NoPrice-v17.pdf | https://bapisensors.sharepoint.com/sites/BAPIMediaLibrary/Shared%20Documents/Instructions/20907_ins_Immersion_Passive.pdf
BA/1K-I-2-WP | BA/1K-I-2"-WP | TEMP SENSOR, IMMERS, 1K RTD 385, 2.00" PROBE, METALLIC ENCL |  | https://bapisensors.sharepoint.com/sites/BAPIMediaLibrary/Shared%20Documents/Product%20Images/Immersion_WP.png | https://bapisensors.sharepoint.com/sites/BAPIMediaLibrary/Shared%20Documents/Datasheets/Immersion_temp_NoPrice-v17.pdf | https://bapisensors.sharepoint.com/sites/BAPIMediaLibrary/Shared%20Documents/Instructions/20907_ins_Immersion_Passive.pdf
BA/1K1I2WPO | BA/1K[1]-I-2"-WPO | TEMP SENSOR, IMMERS, 1K RTD 385, 2.00" PROBE, METALLIC ENCL |  | https://bapisensors.sharepoint.com/sites/BAPIMediaLibrary/Shared%20Documents/Product%20Images/Immersion_WP.png | https://bapisensors.sharepoint.com/sites/BAPIMediaLibrary/Shared%20Documents/Datasheets/Immersion_temp_NoPrice-v17.pdf | https://bapisensors.sharepoint.com/sites/BAPIMediaLibrary/Shared%20Documents/Instructions/20907_ins_Immersion_Passive.pdf
BA/1K2I2WP | BA/1K[2]-I-2"-WP | TEMP SENSOR, IMMERS, 1K RTD 385, 2.00" PROBE, METALLIC ENCL |  | https://bapisensors.sharepoint.com/sites/BAPIMediaLibrary/Shared%20Documents/Product%20Images/Immersion_WP.png | https://bapisensors.sharepoint.com/sites/BAPIMediaLibrary/Shared%20Documents/Datasheets/Immersion_temp_NoPrice-v17.pdf | https://bapisensors.sharepoint.com/sites/BAPIMediaLibrary/Shared%20Documents/Instructions/20907_ins_Immersion_Passive.pdf
BA/1K3I2WP | BA/1K[3]-I-2"-WP | TEMP SENSOR, IMMERS, 1K RTD 385, 2.00" PROBE, METALLIC ENCL |  | https://bapisensors.sharepoint.com/sites/BAPIMediaLibrary/Shared%20Documents/Product%20Images/Immersion_WP.png | https://bapisensors.sharepoint.com/sites/BAPIMediaLibrary/Shared%20Documents/Datasheets/Immersion_temp_NoPrice-v17.pdf | https://bapisensors.sharepoint.com/sites/BAPIMediaLibrary/Shared%20Documents/Instructions/20907_ins_Immersion_Passive.pdf
BA/1KI2SSWP | BA/1K-I-2"-SS-WP | TEMP SENSOR, IMMERS, 1K RTD 385, 2.00" PROBE, METALLIC ENCL |  |  | https://bapisensors.sharepoint.com/sites/BAPIMediaLibrary/Shared%20Documents/Datasheets/Immersion_Probe_SS_NoPrice-v17.pdf | https://bapisensors.sharepoint.com/sites/BAPIMediaLibrary/Shared%20Documents/Instructions/20908_ins_ImrsnDblThread_Passive.pdf
BA/1K-I-2-BB | BA/1K-I-2-BB | TEMP SENSOR, IMMERS, 1K RTD 385, 2.00" PROBE, POLY ENCL |  | https://bapisensors.sharepoint.com/sites/BAPIMediaLibrary/Shared%20Documents/Product%20Images/Immersion_Trans_BB_2023.png | https://bapisensors.sharepoint.com/sites/BAPIMediaLibrary/Shared%20Documents/Datasheets/Immersion_temp_NoPrice-v17.pdf | https://bapisensors.sharepoint.com/sites/BAPIMediaLibrary/Shared%20Documents/Instructions/20907_ins_Immersion_Passive.pdf
BA/1K-I-2-BB2 | BA/1K-I-2-BB2 | TEMP SENSOR, IMMERS, 1K RTD 385, 2.00" PROBE, POLY ENCL |  | https://bapisensors.sharepoint.com/sites/BAPIMediaLibrary/Shared%20Documents/Product%20Images/Immersion_BB2_2020.png | https://bapisensors.sharepoint.com/sites/BAPIMediaLibrary/Shared%20Documents/Datasheets/Immersion_temp_NoPrice-v17.pdf | https://bapisensors.sharepoint.com/sites/BAPIMediaLibrary/Shared%20Documents/Instructions/20907_ins_Immersion_Passive.pdf
BA/1K-I-2-BB4 | BA/1K-I-2-BB4 | TEMP SENSOR, IMMERS, 1K RTD 385, 2.00" PROBE, POLY ENCL |  |  | https://bapisensors.sharepoint.com/sites/BAPIMediaLibrary/Shared%20Documents/Datasheets/Immersion_temp_NoPrice-v17.pdf | https://bapisensors.sharepoint.com/sites/BAPIMediaLibrary/Shared%20Documents/Instructions/20907_ins_Immersion_Passive.pdf
BA/1KAI2BB2 | BA/1K[A]-I-2"-BB2 | TEMP SENSOR, IMMERS, 1K RTD 385, 2.00" PROBE, POLY ENCL |  | https://bapisensors.sharepoint.com/sites/BAPIMediaLibrary/Shared%20Documents/Product%20Images/Immersion_BB2_2020.png | https://bapisensors.sharepoint.com/sites/BAPIMediaLibrary/Shared%20Documents/Datasheets/Immersion_temp_NoPrice-v17.pdf | https://bapisensors.sharepoint.com/sites/BAPIMediaLibrary/Shared%20Documents/Instructions/20907_ins_Immersion_Passive.pdf
BA/1KAI2SSBB | BA/1K[A]-I-2"-SS-BB | TEMP SENSOR, IMMERS, 1K RTD 385, 2.00" PROBE, POLY ENCL |  | https://bapisensors.sharepoint.com/sites/BAPIMediaLibrary/Shared%20Documents/Product%20Images/Immersion_SS_BB.png | https://bapisensors.sharepoint.com/sites/BAPIMediaLibrary/Shared%20Documents/Datasheets/Immersion_Probe_SS_NoPrice-v17.pdf | https://bapisensors.sharepoint.com/sites/BAPIMediaLibrary/Shared%20Documents/Instructions/20908_ins_ImrsnDblThread_Passive.pdf
BA/1KI2BB2TS | BA/1K-I-2"-BB2-TS | TEMP SENSOR, IMMERS, 1K RTD 385, 2.00" PROBE, POLY ENCL |  | https://bapisensors.sharepoint.com/sites/BAPIMediaLibrary/Shared%20Documents/Product%20Images/Immersion_BB2_2020.png | https://bapisensors.sharepoint.com/sites/BAPIMediaLibrary/Shared%20Documents/Datasheets/Immersion_temp_NoPrice-v17.pdf | https://bapisensors.sharepoint.com/sites/BAPIMediaLibrary/Shared%20Documents/Instructions/20907_ins_Immersion_Passive.pdf
BA/1KI2SSBB | BA/1K-I-2"-SS-BB | TEMP SENSOR, IMMERS, 1K RTD 385, 2.00" PROBE, POLY ENCL |  | https://bapisensors.sharepoint.com/sites/BAPIMediaLibrary/Shared%20Documents/Product%20Images/Immersion_SS_BB.png | https://bapisensors.sharepoint.com/sites/BAPIMediaLibrary/Shared%20Documents/Datasheets/Immersion_Probe_SS_NoPrice-v17.pdf | https://bapisensors.sharepoint.com/sites/BAPIMediaLibrary/Shared%20Documents/Instructions/20908_ins_ImrsnDblThread_Passive.pdf
BA/1KI2SSBB2 | BA/1K-I-2"-SS-BB2 | TEMP SENSOR, IMMERS, 1K RTD 385, 2.00" PROBE, POLY ENCL |  | https://bapisensors.sharepoint.com/sites/BAPIMediaLibrary/Shared%20Documents/Product%20Images/Immersion_SS_Trans_BB2_2020-1.png | https://bapisensors.sharepoint.com/sites/BAPIMediaLibrary/Shared%20Documents/Datasheets/Immersion_Probe_SS_NoPrice-v17.pdf | https://bapisensors.sharepoint.com/sites/BAPIMediaLibrary/Shared%20Documents/Instructions/20908_ins_ImrsnDblThread_Passive.pdf
BA/1KI2SSBB2TS | BA/1K-I-2"-SS-BB2-TS | TEMP SENSOR, IMMERS, 1K RTD 385, 2.00" PROBE, POLY ENCL |  | https://bapisensors.sharepoint.com/sites/BAPIMediaLibrary/Shared%20Documents/Product%20Images/Immersion_SS_Trans_BB2_2020-1.png | https://bapisensors.sharepoint.com/sites/BAPIMediaLibrary/Shared%20Documents/Datasheets/Immersion_Probe_SS_NoPrice-v17.pdf | https://bapisensors.sharepoint.com/sites/BAPIMediaLibrary/Shared%20Documents/Instructions/20908_ins_ImrsnDblThread_Passive.pdf
BA/1KI2SSBBO | BA/1K-I-2"-SS-BBO | TEMP SENSOR, IMMERS, 1K RTD 385, 2.00" PROBE, POLY ENCL |  | https://bapisensors.sharepoint.com/sites/BAPIMediaLibrary/Shared%20Documents/Product%20Images/Immersion_SS_BBO.png | https://bapisensors.sharepoint.com/sites/BAPIMediaLibrary/Shared%20Documents/Datasheets/Immersion_Probe_SS_NoPrice-v17.pdf | https://bapisensors.sharepoint.com/sites/BAPIMediaLibrary/Shared%20Documents/Instructions/20908_ins_ImrsnDblThread_Passive.pdf
BA/1KI2SSBBTS | BA/1K-I-2"-SS-BB-TS | TEMP SENSOR, IMMERS, 1K RTD 385, 2.00" PROBE, POLY ENCL |  | https://bapisensors.sharepoint.com/sites/BAPIMediaLibrary/Shared%20Documents/Product%20Images/Immersion_SS_BB.png | https://bapisensors.sharepoint.com/sites/BAPIMediaLibrary/Shared%20Documents/Datasheets/Immersion_Probe_SS_NoPrice-v17.pdf | https://bapisensors.sharepoint.com/sites/BAPIMediaLibrary/Shared%20Documents/Instructions/20908_ins_ImrsnDblThread_Passive.pdf
BA/1K3I2.5WP | BA/1K[3]-I-2.5"-WP | TEMP SENSOR, IMMERS, 1K RTD 385, 2.50" PROBE, METALLIC ENCL |  | https://bapisensors.sharepoint.com/sites/BAPIMediaLibrary/Shared%20Documents/Product%20Images/Immersion_WP.png | https://bapisensors.sharepoint.com/sites/BAPIMediaLibrary/Shared%20Documents/Datasheets/Extreme_Temp_RTD_NoPrice-v17.pdf | https://bapisensors.sharepoint.com/sites/BAPIMediaLibrary/Shared%20Documents/Instructions/8612_ins_RTD_EXTRM.pdf
BA/1K3I24WP | BA/1K[3]-I-24"-WP | TEMP SENSOR, IMMERS, 1K RTD 385, 24.00" PROBE, METALLIC ENCL |  | https://bapisensors.sharepoint.com/sites/BAPIMediaLibrary/Shared%20Documents/Product%20Images/Immersion_WP.png | https://bapisensors.sharepoint.com/sites/BAPIMediaLibrary/Shared%20Documents/Datasheets/Extreme_Temp_RTD_NoPrice-v17.pdf | https://bapisensors.sharepoint.com/sites/BAPIMediaLibrary/Shared%20Documents/Instructions/8612_ins_RTD_EXTRM.pdf
BA/1K3-I-4 | BA/1K3-I-4 | TEMP SENSOR, IMMERS, 1K RTD 385, 4.00" PROBE |  |  | https://bapisensors.sharepoint.com/sites/BAPIMediaLibrary/Shared%20Documents/Datasheets/Immersion_temp_NoPrice-v17.pdf | https://bapisensors.sharepoint.com/sites/BAPIMediaLibrary/Shared%20Documents/Instructions/20907_ins_Immersion_Passive.pdf
BA/1KI4NB18 | BA/1K-I-4"-NB-18" | TEMP SENSOR, IMMERS, 1K RTD 385, 4.00" PROBE, ENCL |  |  | https://bapisensors.sharepoint.com/sites/BAPIMediaLibrary/Shared%20Documents/Datasheets/Immersion_temp_NoPrice-v17.pdf | https://bapisensors.sharepoint.com/sites/BAPIMediaLibrary/Shared%20Documents/Instructions/20907_ins_Immersion_Passive.pdf
BA/1K-I-4-JB | BA/1K-I-4-JB | TEMP SENSOR, IMMERS, 1K RTD 385, 4.00" PROBE, METALLIC ENCL |  | https://assets.kele.com/assets/product/w_300/h4yt7eo2mk1xrdgp9avm/ba10k-3-i-4-wp.png | https://bapisensors.sharepoint.com/sites/BAPIMediaLibrary/Shared%20Documents/Datasheets/Immersion_temp_NoPrice-v17.pdf | https://bapisensors.sharepoint.com/sites/BAPIMediaLibrary/Shared%20Documents/Instructions/20907_ins_Immersion_Passive.pdf
BA/1K-I-4-WP | BA/1K-I-4"-WP | TEMP SENSOR, IMMERS, 1K RTD 385, 4.00" PROBE, METALLIC ENCL |  | https://bapisensors.sharepoint.com/sites/BAPIMediaLibrary/Shared%20Documents/Product%20Images/Immersion_WP.png | https://bapisensors.sharepoint.com/sites/BAPIMediaLibrary/Shared%20Documents/Datasheets/Immersion_temp_NoPrice-v17.pdf | https://bapisensors.sharepoint.com/sites/BAPIMediaLibrary/Shared%20Documents/Instructions/20907_ins_Immersion_Passive.pdf
BA/1K1I4WP | BA/1K[1]-I-4"-WP | TEMP SENSOR, IMMERS, 1K RTD 385, 4.00" PROBE, METALLIC ENCL |  | https://bapisensors.sharepoint.com/sites/BAPIMediaLibrary/Shared%20Documents/Product%20Images/Immersion_WP.png | https://bapisensors.sharepoint.com/sites/BAPIMediaLibrary/Shared%20Documents/Datasheets/Extreme_Temp_RTD_NoPrice-v17.pdf | https://bapisensors.sharepoint.com/sites/BAPIMediaLibrary/Shared%20Documents/Instructions/8612_ins_RTD_EXTRM.pdf
BA/1K2-I-4-WP | BA/1K[2]-I-4"-WP | TEMP SENSOR, IMMERS, 1K RTD 385, 4.00" PROBE, METALLIC ENCL |  | https://bapisensors.sharepoint.com/sites/BAPIMediaLibrary/Shared%20Documents/Product%20Images/Immersion_WP.png | https://bapisensors.sharepoint.com/sites/BAPIMediaLibrary/Shared%20Documents/Datasheets/Extreme_Temp_RTD_NoPrice-v17.pdf | https://bapisensors.sharepoint.com/sites/BAPIMediaLibrary/Shared%20Documents/Instructions/8612_ins_RTD_EXTRM.pdf
BA/1K3-I-4-WP | BA/1K[3]-I-4"-WP | TEMP SENSOR, IMMERS, 1K RTD 385, 4.00" PROBE, METALLIC ENCL |  | https://bapisensors.sharepoint.com/sites/BAPIMediaLibrary/Shared%20Documents/Product%20Images/Immersion_WP.png | https://bapisensors.sharepoint.com/sites/BAPIMediaLibrary/Shared%20Documents/Datasheets/Extreme_Temp_RTD_NoPrice-v17.pdf | https://bapisensors.sharepoint.com/sites/BAPIMediaLibrary/Shared%20Documents/Instructions/8612_ins_RTD_EXTRM.pdf
BA/1K3I4WP | BA/1K[3]-I-4"-WP | TEMP SENSOR, IMMERS, 1K RTD 385, 4.00" PROBE, METALLIC ENCL |  | https://bapisensors.sharepoint.com/sites/BAPIMediaLibrary/Shared%20Documents/Product%20Images/Immersion_WP.png | https://bapisensors.sharepoint.com/sites/BAPIMediaLibrary/Shared%20Documents/Datasheets/Extreme_Temp_RTD_NoPrice-v17.pdf | https://bapisensors.sharepoint.com/sites/BAPIMediaLibrary/Shared%20Documents/Instructions/8612_ins_RTD_EXTRM.pdf
BA/1KAI4JB | BA/1K[A]-I-4"-JB | TEMP SENSOR, IMMERS, 1K RTD 385, 4.00" PROBE, METALLIC ENCL |  | https://assets.kele.com/assets/product/w_300/h4yt7eo2mk1xrdgp9avm/ba10k-3-i-4-wp.png | https://bapisensors.sharepoint.com/sites/BAPIMediaLibrary/Shared%20Documents/Datasheets/Extreme_Temp_RTD_NoPrice-v17.pdf | https://bapisensors.sharepoint.com/sites/BAPIMediaLibrary/Shared%20Documents/Instructions/8612_ins_RTD_EXTRM.pdf
BA/1KAI4WP | BA/1K[A]-I-4"-WP | TEMP SENSOR, IMMERS, 1K RTD 385, 4.00" PROBE, METALLIC ENCL |  | https://bapisensors.sharepoint.com/sites/BAPIMediaLibrary/Shared%20Documents/Product%20Images/Immersion_WP.png | https://bapisensors.sharepoint.com/sites/BAPIMediaLibrary/Shared%20Documents/Datasheets/Extreme_Temp_RTD_NoPrice-v17.pdf | https://bapisensors.sharepoint.com/sites/BAPIMediaLibrary/Shared%20Documents/Instructions/8612_ins_RTD_EXTRM.pdf
BA/1K-I-4-BB | BA/1K-I-4"-BB | TEMP SENSOR, IMMERS, 1K RTD 385, 4.00" PROBE, POLY ENCL |  | https://bapisensors.sharepoint.com/sites/BAPIMediaLibrary/Shared%20Documents/Product%20Images/Immersion_Trans_BB_2023.png | https://bapisensors.sharepoint.com/sites/BAPIMediaLibrary/Shared%20Documents/Datasheets/Immersion_temp_NoPrice-v17.pdf | https://bapisensors.sharepoint.com/sites/BAPIMediaLibrary/Shared%20Documents/Instructions/20907_ins_Immersion_Passive.pdf
BA/1K-I-4-BB2 | BA/1K-I-4"-BB2 | TEMP SENSOR, IMMERS, 1K RTD 385, 4.00" PROBE, POLY ENCL |  | https://bapisensors.sharepoint.com/sites/BAPIMediaLibrary/Shared%20Documents/Product%20Images/Immersion_BB2_2020.png | https://bapisensors.sharepoint.com/sites/BAPIMediaLibrary/Shared%20Documents/Datasheets/Immersion_temp_NoPrice-v17.pdf | https://bapisensors.sharepoint.com/sites/BAPIMediaLibrary/Shared%20Documents/Instructions/20907_ins_Immersion_Passive.pdf
BA/1K-I-4-BB4 | BA/1K-I-4-BB4 | TEMP SENSOR, IMMERS, 1K RTD 385, 4.00" PROBE, POLY ENCL |  |  | https://bapisensors.sharepoint.com/sites/BAPIMediaLibrary/Shared%20Documents/Datasheets/Immersion_temp_NoPrice-v17.pdf | https://bapisensors.sharepoint.com/sites/BAPIMediaLibrary/Shared%20Documents/Instructions/20907_ins_Immersion_Passive.pdf
BA/1K1I4BB | BA/1K[1]-I-4"-BB | TEMP SENSOR, IMMERS, 1K RTD 385, 4.00" PROBE, POLY ENCL |  | https://bapisensors.sharepoint.com/sites/BAPIMediaLibrary/Shared%20Documents/Product%20Images/Immersion_Trans_BB_2023.png | https://bapisensors.sharepoint.com/sites/BAPIMediaLibrary/Shared%20Documents/Datasheets/Extreme_Temp_RTD_NoPrice-v17.pdf | https://bapisensors.sharepoint.com/sites/BAPIMediaLibrary/Shared%20Documents/Instructions/8612_ins_RTD_EXTRM.pdf
BA/1KI4BBTS | BA/1K-I-4"-BB-TS | TEMP SENSOR, IMMERS, 1K RTD 385, 4.00" PROBE, POLY ENCL |  | https://bapisensors.sharepoint.com/sites/BAPIMediaLibrary/Shared%20Documents/Product%20Images/Immersion_Trans_BB_2023.png | https://bapisensors.sharepoint.com/sites/BAPIMediaLibrary/Shared%20Documents/Datasheets/Immersion_temp_NoPrice-v17.pdf | https://bapisensors.sharepoint.com/sites/BAPIMediaLibrary/Shared%20Documents/Instructions/20907_ins_Immersion_Passive.pdf
BA/1KI4SSBB | BA/1K-I-4-SS-BB | TEMP SENSOR, IMMERS, 1K RTD 385, 4.00" PROBE, POLY ENCL |  | https://bapisensors.sharepoint.com/sites/BAPIMediaLibrary/Shared%20Documents/Product%20Images/Immersion_SS_BB.png | https://bapisensors.sharepoint.com/sites/BAPIMediaLibrary/Shared%20Documents/Datasheets/Immersion_Probe_SS_NoPrice-v17.pdf | https://bapisensors.sharepoint.com/sites/BAPIMediaLibrary/Shared%20Documents/Instructions/20908_ins_ImrsnDblThread_Passive.pdf
BA/1KI4SSBB2 | BA/1K-I-4"-SS-BB2 | TEMP SENSOR, IMMERS, 1K RTD 385, 4.00" PROBE, POLY ENCL |  | https://bapisensors.sharepoint.com/sites/BAPIMediaLibrary/Shared%20Documents/Product%20Images/Immersion_SS_Trans_BB2_2020-1.png | https://bapisensors.sharepoint.com/sites/BAPIMediaLibrary/Shared%20Documents/Datasheets/Immersion_Probe_SS_NoPrice-v17.pdf | https://bapisensors.sharepoint.com/sites/BAPIMediaLibrary/Shared%20Documents/Instructions/20908_ins_ImrsnDblThread_Passive.pdf
BA/1KI4SSBB2O | BA/1K-I-4"-SS-BB2O | TEMP SENSOR, IMMERS, 1K RTD 385, 4.00" PROBE, POLY ENCL |  | https://bapisensors.sharepoint.com/sites/BAPIMediaLibrary/Shared%20Documents/Product%20Images/Immersion_SS_BB.png | https://bapisensors.sharepoint.com/sites/BAPIMediaLibrary/Shared%20Documents/Datasheets/Immersion_Probe_SS_NoPrice-v17.pdf | https://bapisensors.sharepoint.com/sites/BAPIMediaLibrary/Shared%20Documents/Instructions/20908_ins_ImrsnDblThread_Passive.pdf
BA/1KI4SSBBTS | BA/1K-I-4"-SS-BB-TS | TEMP SENSOR, IMMERS, 1K RTD 385, 4.00" PROBE, POLY ENCL |  | https://bapisensors.sharepoint.com/sites/BAPIMediaLibrary/Shared%20Documents/Product%20Images/Immersion_SS_BB.png | https://bapisensors.sharepoint.com/sites/BAPIMediaLibrary/Shared%20Documents/Datasheets/Immersion_Probe_SS_NoPrice-v17.pdf | https://bapisensors.sharepoint.com/sites/BAPIMediaLibrary/Shared%20Documents/Instructions/20908_ins_ImrsnDblThread_Passive.pdf
BA/1K-I-4-SS-WP | BA/1K-I-4-SS-WP | TEMP SENSOR, IMMERS, 1K RTD 385, 4.00" PROBE, SS FITTING, NEMA 3R ENCL |  |  | https://bapisensors.sharepoint.com/sites/BAPIMediaLibrary/Shared%20Documents/Datasheets/Immersion_Probe_SS_NoPrice-v17.pdf | https://bapisensors.sharepoint.com/sites/BAPIMediaLibrary/Shared%20Documents/Instructions/20908_ins_ImrsnDblThread_Passive.pdf
BA/1K2I6WP | BA/1K[2]-I-6"-WP | TEMP SENSOR, IMMERS, 1K RTD 385, 6.00" PROBE, METALLIC ENCL |  | https://bapisensors.sharepoint.com/sites/BAPIMediaLibrary/Shared%20Documents/Product%20Images/Immersion_WP.png | https://bapisensors.sharepoint.com/sites/BAPIMediaLibrary/Shared%20Documents/Datasheets/Extreme_Temp_RTD_NoPrice-v17.pdf | https://bapisensors.sharepoint.com/sites/BAPIMediaLibrary/Shared%20Documents/Instructions/8612_ins_RTD_EXTRM.pdf
BA/1KI6JB | BA/1K-I-6-JB | TEMP SENSOR, IMMERS, 1K RTD 385, 6.00" PROBE, METALLIC ENCL |  | https://assets.kele.com/assets/product/w_300/h4yt7eo2mk1xrdgp9avm/ba10k-3-i-4-wp.png | https://bapisensors.sharepoint.com/sites/BAPIMediaLibrary/Shared%20Documents/Datasheets/Immersion_temp_NoPrice-v17.pdf | https://bapisensors.sharepoint.com/sites/BAPIMediaLibrary/Shared%20Documents/Instructions/20907_ins_Immersion_Passive.pdf
BA/1KI6BB | BA/1K-I-6"-BB | TEMP SENSOR, IMMERS, 1K RTD 385, 6.00" PROBE, POLY ENCL |  | https://bapisensors.sharepoint.com/sites/BAPIMediaLibrary/Shared%20Documents/Product%20Images/Immersion_Trans_BB_2023.png | https://bapisensors.sharepoint.com/sites/BAPIMediaLibrary/Shared%20Documents/Datasheets/Immersion_temp_NoPrice-v17.pdf | https://bapisensors.sharepoint.com/sites/BAPIMediaLibrary/Shared%20Documents/Instructions/20907_ins_Immersion_Passive.pdf
BA/1KI8NB | BA/1K-I-8"-NB | TEMP SENSOR, IMMERS, 1K RTD 385, 8.00" PROBE, ENCL |  |  | https://bapisensors.sharepoint.com/sites/BAPIMediaLibrary/Shared%20Documents/Datasheets/Immersion_temp_NoPrice-v17.pdf | https://bapisensors.sharepoint.com/sites/BAPIMediaLibrary/Shared%20Documents/Instructions/20907_ins_Immersion_Passive.pdf
BA/1K-I-8-JB | BA/1K-I-8-JB | TEMP SENSOR, IMMERS, 1K RTD 385, 8.00" PROBE, METALLIC ENCL |  | https://assets.kele.com/assets/product/w_300/h4yt7eo2mk1xrdgp9avm/ba10k-3-i-4-wp.png | https://bapisensors.sharepoint.com/sites/BAPIMediaLibrary/Shared%20Documents/Datasheets/Immersion_temp_NoPrice-v17.pdf | https://bapisensors.sharepoint.com/sites/BAPIMediaLibrary/Shared%20Documents/Instructions/20907_ins_Immersion_Passive.pdf
BA/1K-I-8-WP | BA/1K-I-8-WP | TEMP SENSOR, IMMERS, 1K RTD 385, 8.00" PROBE, METALLIC ENCL |  | https://bapisensors.sharepoint.com/sites/BAPIMediaLibrary/Shared%20Documents/Product%20Images/Immersion_WP.png | https://bapisensors.sharepoint.com/sites/BAPIMediaLibrary/Shared%20Documents/Datasheets/Immersion_temp_NoPrice-v17.pdf | https://bapisensors.sharepoint.com/sites/BAPIMediaLibrary/Shared%20Documents/Instructions/20907_ins_Immersion_Passive.pdf
BA/1K1I8JB | BA/1K[1]-I-8"-JB | TEMP SENSOR, IMMERS, 1K RTD 385, 8.00" PROBE, METALLIC ENCL |  | https://assets.kele.com/assets/product/w_300/h4yt7eo2mk1xrdgp9avm/ba10k-3-i-4-wp.png | https://bapisensors.sharepoint.com/sites/BAPIMediaLibrary/Shared%20Documents/Datasheets/Extreme_Temp_RTD_NoPrice-v17.pdf | https://bapisensors.sharepoint.com/sites/BAPIMediaLibrary/Shared%20Documents/Instructions/8612_ins_RTD_EXTRM.pdf
BA/1K1I8WP | BA/1K[1]-I-8"-WP | TEMP SENSOR, IMMERS, 1K RTD 385, 8.00" PROBE, METALLIC ENCL |  | https://bapisensors.sharepoint.com/sites/BAPIMediaLibrary/Shared%20Documents/Product%20Images/Immersion_WP.png | https://bapisensors.sharepoint.com/sites/BAPIMediaLibrary/Shared%20Documents/Datasheets/Extreme_Temp_RTD_NoPrice-v17.pdf | https://bapisensors.sharepoint.com/sites/BAPIMediaLibrary/Shared%20Documents/Instructions/8612_ins_RTD_EXTRM.pdf
BA/1K2I8WP | BA/1K[2]-I-8"-WP | TEMP SENSOR, IMMERS, 1K RTD 385, 8.00" PROBE, METALLIC ENCL |  | https://bapisensors.sharepoint.com/sites/BAPIMediaLibrary/Shared%20Documents/Product%20Images/Immersion_WP.png | https://bapisensors.sharepoint.com/sites/BAPIMediaLibrary/Shared%20Documents/Datasheets/Extreme_Temp_RTD_NoPrice-v17.pdf | https://bapisensors.sharepoint.com/sites/BAPIMediaLibrary/Shared%20Documents/Instructions/8612_ins_RTD_EXTRM.pdf
BA/1K3I8WP | BA/1K[3]-I-8"-WP | TEMP SENSOR, IMMERS, 1K RTD 385, 8.00" PROBE, METALLIC ENCL |  | https://bapisensors.sharepoint.com/sites/BAPIMediaLibrary/Shared%20Documents/Product%20Images/Immersion_WP.png | https://bapisensors.sharepoint.com/sites/BAPIMediaLibrary/Shared%20Documents/Datasheets/Extreme_Temp_RTD_NoPrice-v17.pdf | https://bapisensors.sharepoint.com/sites/BAPIMediaLibrary/Shared%20Documents/Instructions/8612_ins_RTD_EXTRM.pdf
BA/1KI8SSWP | BA/1K-I-8"-SS-WP | TEMP SENSOR, IMMERS, 1K RTD 385, 8.00" PROBE, METALLIC ENCL |  |  | https://bapisensors.sharepoint.com/sites/BAPIMediaLibrary/Shared%20Documents/Datasheets/Immersion_temp_NoPrice-v17.pdf | https://bapisensors.sharepoint.com/sites/BAPIMediaLibrary/Shared%20Documents/Instructions/20907_ins_Immersion_Passive.pdf
BA/1K-I-8-BB | BA/1K-I-8-BB | TEMP SENSOR, IMMERS, 1K RTD 385, 8.00" PROBE, POLY ENCL |  | https://bapisensors.sharepoint.com/sites/BAPIMediaLibrary/Shared%20Documents/Product%20Images/Immersion_Trans_BB_2023.png | https://bapisensors.sharepoint.com/sites/BAPIMediaLibrary/Shared%20Documents/Datasheets/Immersion_temp_NoPrice-v17.pdf | https://bapisensors.sharepoint.com/sites/BAPIMediaLibrary/Shared%20Documents/Instructions/20907_ins_Immersion_Passive.pdf
BA/1K-I-8-BB2 | BA/1K-I-8"-BB2 | TEMP SENSOR, IMMERS, 1K RTD 385, 8.00" PROBE, POLY ENCL |  | https://bapisensors.sharepoint.com/sites/BAPIMediaLibrary/Shared%20Documents/Product%20Images/Immersion_BB2_2020.png | https://bapisensors.sharepoint.com/sites/BAPIMediaLibrary/Shared%20Documents/Datasheets/Immersion_temp_NoPrice-v17.pdf | https://bapisensors.sharepoint.com/sites/BAPIMediaLibrary/Shared%20Documents/Instructions/20907_ins_Immersion_Passive.pdf
BA/1K-I-8-BB4 | BA/1K-I-8-BB4 | TEMP SENSOR, IMMERS, 1K RTD 385, 8.00" PROBE, POLY ENCL |  |  | https://bapisensors.sharepoint.com/sites/BAPIMediaLibrary/Shared%20Documents/Datasheets/Immersion_temp_NoPrice-v17.pdf | https://bapisensors.sharepoint.com/sites/BAPIMediaLibrary/Shared%20Documents/Instructions/20907_ins_Immersion_Passive.pdf
BA/1K1I8BB2 | BA/1K[1]-I-8"-BB2 | TEMP SENSOR, IMMERS, 1K RTD 385, 8.00" PROBE, POLY ENCL |  | https://bapisensors.sharepoint.com/sites/BAPIMediaLibrary/Shared%20Documents/Product%20Images/Immersion_BB2_2020.png | https://bapisensors.sharepoint.com/sites/BAPIMediaLibrary/Shared%20Documents/Datasheets/Extreme_Temp_RTD_NoPrice-v17.pdf | https://bapisensors.sharepoint.com/sites/BAPIMediaLibrary/Shared%20Documents/Instructions/8612_ins_RTD_EXTRM.pdf
BA/1KI8SSBB | BA/1K-I-8"-SS-BB | TEMP SENSOR, IMMERS, 1K RTD 385, 8.00" PROBE, POLY ENCL |  | https://bapisensors.sharepoint.com/sites/BAPIMediaLibrary/Shared%20Documents/Product%20Images/Immersion_SS_BB.png | https://bapisensors.sharepoint.com/sites/BAPIMediaLibrary/Shared%20Documents/Datasheets/Immersion_Probe_SS_NoPrice-v17.pdf | https://bapisensors.sharepoint.com/sites/BAPIMediaLibrary/Shared%20Documents/Instructions/20908_ins_ImrsnDblThread_Passive.pdf
BA/1KI8SSBB2OTS | BA/1K-I-8"-SS-BB2O-TS | TEMP SENSOR, IMMERS, 1K RTD 385, 8.00" PROBE, POLY ENCL |  | https://bapisensors.sharepoint.com/sites/BAPIMediaLibrary/Shared%20Documents/Product%20Images/Immersion_BB2O.png | https://bapisensors.sharepoint.com/sites/BAPIMediaLibrary/Shared%20Documents/Datasheets/Immersion_Probe_SS_NoPrice-v17.pdf | https://bapisensors.sharepoint.com/sites/BAPIMediaLibrary/Shared%20Documents/Instructions/20908_ins_ImrsnDblThread_Passive.pdf
BA/2.2KI2JB | BA/2.2K-I-2"-JB | TEMP SENSOR, IMMERS, 2.252K, 2.00" PROBE, METALLIC ENCL |  | https://assets.kele.com/assets/product/w_300/h4yt7eo2mk1xrdgp9avm/ba10k-3-i-4-wp.png | https://bapisensors.sharepoint.com/sites/BAPIMediaLibrary/Shared%20Documents/Datasheets/Immersion_temp_NoPrice-v17.pdf | https://bapisensors.sharepoint.com/sites/BAPIMediaLibrary/Shared%20Documents/Instructions/20907_ins_Immersion_Passive.pdf
BA/2.2KI2BB2 | BA/2.2K-I-2"-BB2 | TEMP SENSOR, IMMERS, 2.252K, 2.00" PROBE, POLY ENCL |  | https://bapisensors.sharepoint.com/sites/BAPIMediaLibrary/Shared%20Documents/Product%20Images/Immersion_BB2_2020.png | https://bapisensors.sharepoint.com/sites/BAPIMediaLibrary/Shared%20Documents/Datasheets/Immersion_temp_NoPrice-v17.pdf | https://bapisensors.sharepoint.com/sites/BAPIMediaLibrary/Shared%20Documents/Instructions/20907_ins_Immersion_Passive.pdf
BA/2.2KI4JB | BA/2.2K-I-4"-JB | TEMP SENSOR, IMMERS, 2.252K, 4.00" PROBE, METALLIC ENCL |  | https://assets.kele.com/assets/product/w_300/h4yt7eo2mk1xrdgp9avm/ba10k-3-i-4-wp.png | https://bapisensors.sharepoint.com/sites/BAPIMediaLibrary/Shared%20Documents/Datasheets/Immersion_temp_NoPrice-v17.pdf | https://bapisensors.sharepoint.com/sites/BAPIMediaLibrary/Shared%20Documents/Instructions/20907_ins_Immersion_Passive.pdf
BA/2.2KI4WP | BA/2.2K-I-4"-WP | TEMP SENSOR, IMMERS, 2.252K, 4.00" PROBE, METALLIC ENCL |  | https://bapisensors.sharepoint.com/sites/BAPIMediaLibrary/Shared%20Documents/Product%20Images/Immersion_WP.png | https://bapisensors.sharepoint.com/sites/BAPIMediaLibrary/Shared%20Documents/Datasheets/Immersion_temp_NoPrice-v17.pdf | https://bapisensors.sharepoint.com/sites/BAPIMediaLibrary/Shared%20Documents/Instructions/20907_ins_Immersion_Passive.pdf
BA/2.2KI4BB2 | BA/2.2K-I-4"-BB2 | TEMP SENSOR, IMMERS, 2.252K, 4.00" PROBE, POLY ENCL |  | https://bapisensors.sharepoint.com/sites/BAPIMediaLibrary/Shared%20Documents/Product%20Images/Immersion_BB2_2020.png | https://bapisensors.sharepoint.com/sites/BAPIMediaLibrary/Shared%20Documents/Datasheets/Immersion_temp_NoPrice-v17.pdf | https://bapisensors.sharepoint.com/sites/BAPIMediaLibrary/Shared%20Documents/Instructions/20907_ins_Immersion_Passive.pdf
BA/20K-I-2"-SS-BBX | BA/20K-I-2"-SS-BBX | TEMP SENSOR, IMMERS, 20K, 2", SS FTG, CROSSOVER BOX |  | https://bapisensors.sharepoint.com/sites/BAPIMediaLibrary/Shared%20Documents/Product%20Images/Immersion_SS_BBX_2020.png | https://bapisensors.sharepoint.com/sites/BAPIMediaLibrary/Shared%20Documents/Datasheets/Immersion_Probe_SS_NoPrice-v17.pdf | https://bapisensors.sharepoint.com/sites/BAPIMediaLibrary/Shared%20Documents/Instructions/20908_ins_ImrsnDblThread_Passive.pdf
BA/20KI2JB | BA/20K-I-2"-JB | TEMP SENSOR, IMMERS, 20K, 2.00" PROBE, METALLIC ENCL |  | https://assets.kele.com/assets/product/w_300/h4yt7eo2mk1xrdgp9avm/ba10k-3-i-4-wp.png | https://bapisensors.sharepoint.com/sites/BAPIMediaLibrary/Shared%20Documents/Datasheets/Immersion_temp_NoPrice-v17.pdf | https://bapisensors.sharepoint.com/sites/BAPIMediaLibrary/Shared%20Documents/Instructions/20907_ins_Immersion_Passive.pdf
BA/20KI2SSWPO | BA/20K-I-2"-SS-WPO | TEMP SENSOR, IMMERS, 20K, 2.00" PROBE, METALLIC ENCL |  |  | https://bapisensors.sharepoint.com/sites/BAPIMediaLibrary/Shared%20Documents/Datasheets/Immersion_Probe_SS_NoPrice-v17.pdf | https://bapisensors.sharepoint.com/sites/BAPIMediaLibrary/Shared%20Documents/Instructions/20908_ins_ImrsnDblThread_Passive.pdf
BA/20KI2WP | BA/20K-I-2"-WP | TEMP SENSOR, IMMERS, 20K, 2.00" PROBE, METALLIC ENCL |  | https://bapisensors.sharepoint.com/sites/BAPIMediaLibrary/Shared%20Documents/Product%20Images/Immersion_WP.png | https://bapisensors.sharepoint.com/sites/BAPIMediaLibrary/Shared%20Documents/Datasheets/Immersion_temp_NoPrice-v17.pdf | https://bapisensors.sharepoint.com/sites/BAPIMediaLibrary/Shared%20Documents/Instructions/20907_ins_Immersion_Passive.pdf
BA/20KI2BB2 | BA/20K-I-2"-BB2 | TEMP SENSOR, IMMERS, 20K, 2.00" PROBE, POLY ENCL |  | https://bapisensors.sharepoint.com/sites/BAPIMediaLibrary/Shared%20Documents/Product%20Images/Immersion_BB2_2020.png | https://bapisensors.sharepoint.com/sites/BAPIMediaLibrary/Shared%20Documents/Datasheets/Immersion_temp_NoPrice-v17.pdf | https://bapisensors.sharepoint.com/sites/BAPIMediaLibrary/Shared%20Documents/Instructions/20907_ins_Immersion_Passive.pdf
BA/20KI2BB2TS | BA/20K-I-2"-BB2-TS | TEMP SENSOR, IMMERS, 20K, 2.00" PROBE, POLY ENCL |  | https://bapisensors.sharepoint.com/sites/BAPIMediaLibrary/Shared%20Documents/Product%20Images/Immersion_BB2_2020.png | https://bapisensors.sharepoint.com/sites/BAPIMediaLibrary/Shared%20Documents/Datasheets/Immersion_temp_NoPrice-v17.pdf | https://bapisensors.sharepoint.com/sites/BAPIMediaLibrary/Shared%20Documents/Instructions/20907_ins_Immersion_Passive.pdf
BA/20KI2BB4 | BA/20K-I-2"-BB4 | TEMP SENSOR, IMMERS, 20K, 2.00" PROBE, POLY ENCL |  |  | https://bapisensors.sharepoint.com/sites/BAPIMediaLibrary/Shared%20Documents/Datasheets/Immersion_temp_NoPrice-v17.pdf | https://bapisensors.sharepoint.com/sites/BAPIMediaLibrary/Shared%20Documents/Instructions/20907_ins_Immersion_Passive.pdf
BA/20KI2BBTS | BA/20K-I-2"-BB-TS | TEMP SENSOR, IMMERS, 20K, 2.00" PROBE, POLY ENCL |  | https://bapisensors.sharepoint.com/sites/BAPIMediaLibrary/Shared%20Documents/Product%20Images/Immersion_Trans_BB_2023.png | https://bapisensors.sharepoint.com/sites/BAPIMediaLibrary/Shared%20Documents/Datasheets/Immersion_temp_NoPrice-v17.pdf | https://bapisensors.sharepoint.com/sites/BAPIMediaLibrary/Shared%20Documents/Instructions/20907_ins_Immersion_Passive.pdf
BA/20KI2SSBB | BA/20K-I-2"-SS-BB | TEMP SENSOR, IMMERS, 20K, 2.00" PROBE, POLY ENCL |  | https://bapisensors.sharepoint.com/sites/BAPIMediaLibrary/Shared%20Documents/Product%20Images/Immersion_SS_BB.png | https://bapisensors.sharepoint.com/sites/BAPIMediaLibrary/Shared%20Documents/Datasheets/Immersion_Probe_SS_NoPrice-v17.pdf | https://bapisensors.sharepoint.com/sites/BAPIMediaLibrary/Shared%20Documents/Instructions/20908_ins_ImrsnDblThread_Passive.pdf
BA20KI2BB | BA/20K-I-2"-BB | TEMP SENSOR, IMMERS, 20K, 2.00" PROBE, POLY ENCL |  | https://bapisensors.sharepoint.com/sites/BAPIMediaLibrary/Shared%20Documents/Product%20Images/Immersion_Trans_BB_2023.png | https://bapisensors.sharepoint.com/sites/BAPIMediaLibrary/Shared%20Documents/Datasheets/Immersion_temp_NoPrice-v17.pdf | https://bapisensors.sharepoint.com/sites/BAPIMediaLibrary/Shared%20Documents/Instructions/20907_ins_Immersion_Passive.pdf
BA/20KI4JB | BA/20K-I-4"-JB | TEMP SENSOR, IMMERS, 20K, 4.00" PROBE, METALLIC ENCL |  | https://assets.kele.com/assets/product/w_300/h4yt7eo2mk1xrdgp9avm/ba10k-3-i-4-wp.png | https://bapisensors.sharepoint.com/sites/BAPIMediaLibrary/Shared%20Documents/Datasheets/Immersion_temp_NoPrice-v17.pdf | https://bapisensors.sharepoint.com/sites/BAPIMediaLibrary/Shared%20Documents/Instructions/20907_ins_Immersion_Passive.pdf
BA/20KI4SSWP | BA/20K-I-4"-SS-WP | TEMP SENSOR, IMMERS, 20K, 4.00" PROBE, METALLIC ENCL |  |  | https://bapisensors.sharepoint.com/sites/BAPIMediaLibrary/Shared%20Documents/Datasheets/Immersion_Probe_SS_NoPrice-v17.pdf | https://bapisensors.sharepoint.com/sites/BAPIMediaLibrary/Shared%20Documents/Instructions/20908_ins_ImrsnDblThread_Passive.pdf
BA/20KI4SSWPO | BA/20K-I-4"-SS-WPO | TEMP SENSOR, IMMERS, 20K, 4.00" PROBE, METALLIC ENCL |  |  | https://bapisensors.sharepoint.com/sites/BAPIMediaLibrary/Shared%20Documents/Datasheets/Immersion_Probe_SS_NoPrice-v17.pdf | https://bapisensors.sharepoint.com/sites/BAPIMediaLibrary/Shared%20Documents/Instructions/20908_ins_ImrsnDblThread_Passive.pdf
BA/20KI4WP | BA/20K-I-4"-WP | TEMP SENSOR, IMMERS, 20K, 4.00" PROBE, METALLIC ENCL |  | https://bapisensors.sharepoint.com/sites/BAPIMediaLibrary/Shared%20Documents/Product%20Images/Immersion_WP.png | https://bapisensors.sharepoint.com/sites/BAPIMediaLibrary/Shared%20Documents/Datasheets/Immersion_temp_NoPrice-v17.pdf | https://bapisensors.sharepoint.com/sites/BAPIMediaLibrary/Shared%20Documents/Instructions/20907_ins_Immersion_Passive.pdf
BA/20KI4BB2 | BA/20K-I-4"-BB2 | TEMP SENSOR, IMMERS, 20K, 4.00" PROBE, POLY ENCL |  | https://bapisensors.sharepoint.com/sites/BAPIMediaLibrary/Shared%20Documents/Product%20Images/Immersion_BB2_2020.png | https://bapisensors.sharepoint.com/sites/BAPIMediaLibrary/Shared%20Documents/Datasheets/Immersion_temp_NoPrice-v17.pdf | https://bapisensors.sharepoint.com/sites/BAPIMediaLibrary/Shared%20Documents/Instructions/20907_ins_Immersion_Passive.pdf
BA/20KI4BB2TS | BA/20K-I-4"-BB2-TS | TEMP SENSOR, IMMERS, 20K, 4.00" PROBE, POLY ENCL |  | https://bapisensors.sharepoint.com/sites/BAPIMediaLibrary/Shared%20Documents/Product%20Images/Immersion_BB2_2020.png | https://bapisensors.sharepoint.com/sites/BAPIMediaLibrary/Shared%20Documents/Datasheets/Immersion_temp_NoPrice-v17.pdf | https://bapisensors.sharepoint.com/sites/BAPIMediaLibrary/Shared%20Documents/Instructions/20907_ins_Immersion_Passive.pdf
BA/20KI4BBTS | BA/20K-I-4"-BB-TS | TEMP SENSOR, IMMERS, 20K, 4.00" PROBE, POLY ENCL |  | https://bapisensors.sharepoint.com/sites/BAPIMediaLibrary/Shared%20Documents/Product%20Images/Immersion_Trans_BB_2023.png | https://bapisensors.sharepoint.com/sites/BAPIMediaLibrary/Shared%20Documents/Datasheets/Immersion_temp_NoPrice-v17.pdf | https://bapisensors.sharepoint.com/sites/BAPIMediaLibrary/Shared%20Documents/Instructions/20907_ins_Immersion_Passive.pdf
BA/20KI4SSBB | BA/20K-I-4"-SS-BB | TEMP SENSOR, IMMERS, 20K, 4.00" PROBE, POLY ENCL |  | https://bapisensors.sharepoint.com/sites/BAPIMediaLibrary/Shared%20Documents/Product%20Images/Immersion_SS_BB.png | https://bapisensors.sharepoint.com/sites/BAPIMediaLibrary/Shared%20Documents/Datasheets/Immersion_Probe_SS_NoPrice-v17.pdf | https://bapisensors.sharepoint.com/sites/BAPIMediaLibrary/Shared%20Documents/Instructions/20908_ins_ImrsnDblThread_Passive.pdf
BA20KI4BB | BA/20K-I-4"-BB | TEMP SENSOR, IMMERS, 20K, 4.00" PROBE, POLY ENCL |  | https://bapisensors.sharepoint.com/sites/BAPIMediaLibrary/Shared%20Documents/Product%20Images/Immersion_Trans_BB_2023.png | https://bapisensors.sharepoint.com/sites/BAPIMediaLibrary/Shared%20Documents/Datasheets/Immersion_temp_NoPrice-v17.pdf | https://bapisensors.sharepoint.com/sites/BAPIMediaLibrary/Shared%20Documents/Instructions/20907_ins_Immersion_Passive.pdf
BA/20KI8JB | BA/20K-I-8"-JB | TEMP SENSOR, IMMERS, 20K, 8.00" PROBE, METALLIC ENCL |  | https://assets.kele.com/assets/product/w_300/h4yt7eo2mk1xrdgp9avm/ba10k-3-i-4-wp.png | https://bapisensors.sharepoint.com/sites/BAPIMediaLibrary/Shared%20Documents/Datasheets/Immersion_temp_NoPrice-v17.pdf | https://bapisensors.sharepoint.com/sites/BAPIMediaLibrary/Shared%20Documents/Instructions/20907_ins_Immersion_Passive.pdf
BA/20KI8SSWP | BA/20K-I-8"-SS-WP | TEMP SENSOR, IMMERS, 20K, 8.00" PROBE, METALLIC ENCL |  |  | https://bapisensors.sharepoint.com/sites/BAPIMediaLibrary/Shared%20Documents/Datasheets/Immersion_Probe_SS_NoPrice-v17.pdf | https://bapisensors.sharepoint.com/sites/BAPIMediaLibrary/Shared%20Documents/Instructions/20908_ins_ImrsnDblThread_Passive.pdf
BA/20KI8WP | BA/20K-I-8"-WP | TEMP SENSOR, IMMERS, 20K, 8.00" PROBE, METALLIC ENCL |  | https://bapisensors.sharepoint.com/sites/BAPIMediaLibrary/Shared%20Documents/Product%20Images/Immersion_WP.png | https://bapisensors.sharepoint.com/sites/BAPIMediaLibrary/Shared%20Documents/Datasheets/Immersion_temp_NoPrice-v17.pdf | https://bapisensors.sharepoint.com/sites/BAPIMediaLibrary/Shared%20Documents/Instructions/20907_ins_Immersion_Passive.pdf
BA/20KI8BB | BA/20K-I-8"-BB | TEMP SENSOR, IMMERS, 20K, 8.00" PROBE, POLY ENCL |  | https://bapisensors.sharepoint.com/sites/BAPIMediaLibrary/Shared%20Documents/Product%20Images/Immersion_Trans_BB_2023.png | https://bapisensors.sharepoint.com/sites/BAPIMediaLibrary/Shared%20Documents/Datasheets/Immersion_temp_NoPrice-v17.pdf | https://bapisensors.sharepoint.com/sites/BAPIMediaLibrary/Shared%20Documents/Instructions/20907_ins_Immersion_Passive.pdf
BA/20KI8SSBB | BA/20K-I-8"-SS-BB | TEMP SENSOR, IMMERS, 20K, 8.00" PROBE, POLY ENCL |  | https://bapisensors.sharepoint.com/sites/BAPIMediaLibrary/Shared%20Documents/Product%20Images/Immersion_SS_BB.png | https://bapisensors.sharepoint.com/sites/BAPIMediaLibrary/Shared%20Documents/Datasheets/Immersion_Probe_SS_NoPrice-v17.pdf | https://bapisensors.sharepoint.com/sites/BAPIMediaLibrary/Shared%20Documents/Instructions/20908_ins_ImrsnDblThread_Passive.pdf
BA/20KI8SSBB2 | BA/20K-I-8"-SS-BB2 | TEMP SENSOR, IMMERS, 20K, 8.00" PROBE, POLY ENCL |  | https://bapisensors.sharepoint.com/sites/BAPIMediaLibrary/Shared%20Documents/Product%20Images/Immersion_SS_Trans_BB2_2020-1.png | https://bapisensors.sharepoint.com/sites/BAPIMediaLibrary/Shared%20Documents/Datasheets/Immersion_Probe_SS_NoPrice-v17.pdf | https://bapisensors.sharepoint.com/sites/BAPIMediaLibrary/Shared%20Documents/Instructions/20908_ins_ImrsnDblThread_Passive.pdf
BA/3.25KI2JB | BA/3.25K-I-2"-JB | TEMP SENSOR, IMMERS, 3.25K, 2.00" PROBE, METALLIC ENCL |  | https://assets.kele.com/assets/product/w_300/h4yt7eo2mk1xrdgp9avm/ba10k-3-i-4-wp.png | https://bapisensors.sharepoint.com/sites/BAPIMediaLibrary/Shared%20Documents/Datasheets/Immersion_temp_NoPrice-v17.pdf | https://bapisensors.sharepoint.com/sites/BAPIMediaLibrary/Shared%20Documents/Instructions/20907_ins_Immersion_Passive.pdf
BA/3.25KI4SSNB | BA/3.25K-I-4"-SS-NB | TEMP SENSOR, IMMERS, 3.25K, 4.00" PROBE, ENCL |  |  | https://bapisensors.sharepoint.com/sites/BAPIMediaLibrary/Shared%20Documents/Datasheets/Immersion_Probe_SS_NoPrice-v17.pdf | https://bapisensors.sharepoint.com/sites/BAPIMediaLibrary/Shared%20Documents/Instructions/20908_ins_ImrsnDblThread_Passive.pdf
BA/3.25KI4JB | BA/3.25K-I-4"-JB | TEMP SENSOR, IMMERS, 3.25K, 4.00" PROBE, METALLIC ENCL |  | https://assets.kele.com/assets/product/w_300/h4yt7eo2mk1xrdgp9avm/ba10k-3-i-4-wp.png | https://bapisensors.sharepoint.com/sites/BAPIMediaLibrary/Shared%20Documents/Datasheets/Immersion_temp_NoPrice-v17.pdf | https://bapisensors.sharepoint.com/sites/BAPIMediaLibrary/Shared%20Documents/Instructions/20907_ins_Immersion_Passive.pdf
BA/3.25KI4WP | BA/3.25K-I-4"-WP | TEMP SENSOR, IMMERS, 3.25K, 4.00" PROBE, METALLIC ENCL |  | https://bapisensors.sharepoint.com/sites/BAPIMediaLibrary/Shared%20Documents/Product%20Images/Immersion_WP.png | https://bapisensors.sharepoint.com/sites/BAPIMediaLibrary/Shared%20Documents/Datasheets/Immersion_temp_NoPrice-v17.pdf | https://bapisensors.sharepoint.com/sites/BAPIMediaLibrary/Shared%20Documents/Instructions/20907_ins_Immersion_Passive.pdf
BA/3.25KI4BB2 | BA/3.25K-I-4"-BB2 | TEMP SENSOR, IMMERS, 3.25K, 4.00" PROBE, POLY ENCL |  | https://bapisensors.sharepoint.com/sites/BAPIMediaLibrary/Shared%20Documents/Product%20Images/Immersion_BB2_2020.png | https://bapisensors.sharepoint.com/sites/BAPIMediaLibrary/Shared%20Documents/Datasheets/Immersion_temp_NoPrice-v17.pdf | https://bapisensors.sharepoint.com/sites/BAPIMediaLibrary/Shared%20Documents/Instructions/20907_ins_Immersion_Passive.pdf
BA/3.25KI6JB | BA/3.25K-I-6"-JB | TEMP SENSOR, IMMERS, 3.25K, 6.00" PROBE, METALLIC ENCL |  | https://assets.kele.com/assets/product/w_300/h4yt7eo2mk1xrdgp9avm/ba10k-3-i-4-wp.png | https://bapisensors.sharepoint.com/sites/BAPIMediaLibrary/Shared%20Documents/Datasheets/Immersion_temp_NoPrice-v17.pdf | https://bapisensors.sharepoint.com/sites/BAPIMediaLibrary/Shared%20Documents/Instructions/20907_ins_Immersion_Passive.pdf
BA/3.25KI8JB | BA/3.25K-I-8"-JB | TEMP SENSOR, IMMERS, 3.25K, 8.00" PROBE, METALLIC ENCL |  | https://assets.kele.com/assets/product/w_300/h4yt7eo2mk1xrdgp9avm/ba10k-3-i-4-wp.png | https://bapisensors.sharepoint.com/sites/BAPIMediaLibrary/Shared%20Documents/Datasheets/Immersion_temp_NoPrice-v17.pdf | https://bapisensors.sharepoint.com/sites/BAPIMediaLibrary/Shared%20Documents/Instructions/20907_ins_Immersion_Passive.pdf
BA/3.3KI8JB | BA/3.3K-I-8"-JB | TEMP SENSOR, IMMERS, 3.3K, 8.00" PROBE, METALLIC ENCL |  | https://assets.kele.com/assets/product/w_300/h4yt7eo2mk1xrdgp9avm/ba10k-3-i-4-wp.png | https://bapisensors.sharepoint.com/sites/BAPIMediaLibrary/Shared%20Documents/Datasheets/Immersion_temp_NoPrice-v17.pdf | https://bapisensors.sharepoint.com/sites/BAPIMediaLibrary/Shared%20Documents/Instructions/20907_ins_Immersion_Passive.pdf
BA/3KI12JB | BA/3K-I-12"-JB | TEMP SENSOR, IMMERS, 3K, 12.00" PROBE, METALLIC ENCL |  | https://assets.kele.com/assets/product/w_300/h4yt7eo2mk1xrdgp9avm/ba10k-3-i-4-wp.png | https://bapisensors.sharepoint.com/sites/BAPIMediaLibrary/Shared%20Documents/Datasheets/Immersion_temp_NoPrice-v17.pdf | https://bapisensors.sharepoint.com/sites/BAPIMediaLibrary/Shared%20Documents/Instructions/20907_ins_Immersion_Passive.pdf
BA/3KI2JB | BA/3K-I-2"-JB | TEMP SENSOR, IMMERS, 3K, 2.00" PROBE, METALLIC ENCL |  | https://assets.kele.com/assets/product/w_300/h4yt7eo2mk1xrdgp9avm/ba10k-3-i-4-wp.png | https://bapisensors.sharepoint.com/sites/BAPIMediaLibrary/Shared%20Documents/Datasheets/Immersion_temp_NoPrice-v17.pdf | https://bapisensors.sharepoint.com/sites/BAPIMediaLibrary/Shared%20Documents/Instructions/20907_ins_Immersion_Passive.pdf
BA/3KI2WP | BA/3K-I-2"-WP | TEMP SENSOR, IMMERS, 3K, 2.00" PROBE, METALLIC ENCL |  | https://bapisensors.sharepoint.com/sites/BAPIMediaLibrary/Shared%20Documents/Product%20Images/Immersion_WP.png | https://bapisensors.sharepoint.com/sites/BAPIMediaLibrary/Shared%20Documents/Datasheets/Immersion_temp_NoPrice-v17.pdf | https://bapisensors.sharepoint.com/sites/BAPIMediaLibrary/Shared%20Documents/Instructions/20907_ins_Immersion_Passive.pdf
BA3KI2BB | BA/3K-I-2"-BB | TEMP SENSOR, IMMERS, 3K, 2.00" PROBE, POLY ENCL |  | https://bapisensors.sharepoint.com/sites/BAPIMediaLibrary/Shared%20Documents/Product%20Images/Immersion_Trans_BB_2023.png | https://bapisensors.sharepoint.com/sites/BAPIMediaLibrary/Shared%20Documents/Datasheets/Immersion_temp_NoPrice-v17.pdf | https://bapisensors.sharepoint.com/sites/BAPIMediaLibrary/Shared%20Documents/Instructions/20907_ins_Immersion_Passive.pdf
BA/3KI4JB | BA/3K-I-4"-JB | TEMP SENSOR, IMMERS, 3K, 4.00" PROBE, METALLIC ENCL |  | https://assets.kele.com/assets/product/w_300/h4yt7eo2mk1xrdgp9avm/ba10k-3-i-4-wp.png | https://bapisensors.sharepoint.com/sites/BAPIMediaLibrary/Shared%20Documents/Datasheets/Immersion_temp_NoPrice-v17.pdf | https://bapisensors.sharepoint.com/sites/BAPIMediaLibrary/Shared%20Documents/Instructions/20907_ins_Immersion_Passive.pdf
BA/3KI4WP | BA/3K-I-4"-WP | TEMP SENSOR, IMMERS, 3K, 4.00" PROBE, METALLIC ENCL |  | https://bapisensors.sharepoint.com/sites/BAPIMediaLibrary/Shared%20Documents/Product%20Images/Immersion_WP.png | https://bapisensors.sharepoint.com/sites/BAPIMediaLibrary/Shared%20Documents/Datasheets/Immersion_temp_NoPrice-v17.pdf | https://bapisensors.sharepoint.com/sites/BAPIMediaLibrary/Shared%20Documents/Instructions/20907_ins_Immersion_Passive.pdf
BA/3KI4BB4 | BA/3K-I-4"-BB4 | TEMP SENSOR, IMMERS, 3K, 4.00" PROBE, POLY ENCL |  |  | https://bapisensors.sharepoint.com/sites/BAPIMediaLibrary/Shared%20Documents/Datasheets/Immersion_temp_NoPrice-v17.pdf | https://bapisensors.sharepoint.com/sites/BAPIMediaLibrary/Shared%20Documents/Instructions/20907_ins_Immersion_Passive.pdf
BA3KI4BB | BA/3K-I-4"-BB | TEMP SENSOR, IMMERS, 3K, 4.00" PROBE, POLY ENCL |  | https://bapisensors.sharepoint.com/sites/BAPIMediaLibrary/Shared%20Documents/Product%20Images/Immersion_Trans_BB_2023.png | https://bapisensors.sharepoint.com/sites/BAPIMediaLibrary/Shared%20Documents/Datasheets/Immersion_temp_NoPrice-v17.pdf | https://bapisensors.sharepoint.com/sites/BAPIMediaLibrary/Shared%20Documents/Instructions/20907_ins_Immersion_Passive.pdf
BA/3KI6JB | BA/3K-I-6"-JB | TEMP SENSOR, IMMERS, 3K, 6.00" PROBE, METALLIC ENCL |  | https://assets.kele.com/assets/product/w_300/h4yt7eo2mk1xrdgp9avm/ba10k-3-i-4-wp.png | https://bapisensors.sharepoint.com/sites/BAPIMediaLibrary/Shared%20Documents/Datasheets/Immersion_temp_NoPrice-v17.pdf | https://bapisensors.sharepoint.com/sites/BAPIMediaLibrary/Shared%20Documents/Instructions/20907_ins_Immersion_Passive.pdf
BA/3KI8NB18 | BA/3K-I-8"-NB-18" | TEMP SENSOR, IMMERS, 3K, 8.00" PROBE, ENCL |  |  | https://bapisensors.sharepoint.com/sites/BAPIMediaLibrary/Shared%20Documents/Datasheets/Immersion_temp_NoPrice-v17.pdf | https://bapisensors.sharepoint.com/sites/BAPIMediaLibrary/Shared%20Documents/Instructions/20907_ins_Immersion_Passive.pdf
BA/3KI8JB | BA/3K-I-8"-JB | TEMP SENSOR, IMMERS, 3K, 8.00" PROBE, METALLIC ENCL |  | https://assets.kele.com/assets/product/w_300/h4yt7eo2mk1xrdgp9avm/ba10k-3-i-4-wp.png | https://bapisensors.sharepoint.com/sites/BAPIMediaLibrary/Shared%20Documents/Datasheets/Immersion_temp_NoPrice-v17.pdf | https://bapisensors.sharepoint.com/sites/BAPIMediaLibrary/Shared%20Documents/Instructions/20907_ins_Immersion_Passive.pdf
BA/3KI8WP | BA/3K-I-8"-WP | TEMP SENSOR, IMMERS, 3K, 8.00" PROBE, METALLIC ENCL |  | https://bapisensors.sharepoint.com/sites/BAPIMediaLibrary/Shared%20Documents/Product%20Images/Immersion_WP.png | https://bapisensors.sharepoint.com/sites/BAPIMediaLibrary/Shared%20Documents/Datasheets/Immersion_temp_NoPrice-v17.pdf | https://bapisensors.sharepoint.com/sites/BAPIMediaLibrary/Shared%20Documents/Instructions/20907_ins_Immersion_Passive.pdf
BA/3KI8BBTS | BA/3K-I-8"-BB-TS | TEMP SENSOR, IMMERS, 3K, 8.00" PROBE, POLY ENCL |  | https://bapisensors.sharepoint.com/sites/BAPIMediaLibrary/Shared%20Documents/Product%20Images/Immersion_Trans_BB_2023.png | https://bapisensors.sharepoint.com/sites/BAPIMediaLibrary/Shared%20Documents/Datasheets/Immersion_temp_NoPrice-v17.pdf | https://bapisensors.sharepoint.com/sites/BAPIMediaLibrary/Shared%20Documents/Instructions/20907_ins_Immersion_Passive.pdf
BA/50KI2JB | BA/50K-I-2"-JB | TEMP SENSOR, IMMERS, 50K, 2.00" PROBE, METALLIC ENCL |  | https://assets.kele.com/assets/product/w_300/h4yt7eo2mk1xrdgp9avm/ba10k-3-i-4-wp.png | https://bapisensors.sharepoint.com/sites/BAPIMediaLibrary/Shared%20Documents/Datasheets/Immersion_temp_NoPrice-v17.pdf | https://bapisensors.sharepoint.com/sites/BAPIMediaLibrary/Shared%20Documents/Instructions/20907_ins_Immersion_Passive.pdf
BA/50KI4JB | BA/50K-I-4"-JB | TEMP SENSOR, IMMERS, 50K, 4.00" PROBE, METALLIC ENCL |  | https://assets.kele.com/assets/product/w_300/h4yt7eo2mk1xrdgp9avm/ba10k-3-i-4-wp.png | https://bapisensors.sharepoint.com/sites/BAPIMediaLibrary/Shared%20Documents/Datasheets/Immersion_temp_NoPrice-v17.pdf | https://bapisensors.sharepoint.com/sites/BAPIMediaLibrary/Shared%20Documents/Instructions/20907_ins_Immersion_Passive.pdf
BA/50KI4WP | BA/50K-I-4"-WP | TEMP SENSOR, IMMERS, 50K, 4.00" PROBE, METALLIC ENCL |  | https://bapisensors.sharepoint.com/sites/BAPIMediaLibrary/Shared%20Documents/Product%20Images/Immersion_WP.png | https://bapisensors.sharepoint.com/sites/BAPIMediaLibrary/Shared%20Documents/Datasheets/Immersion_temp_NoPrice-v17.pdf | https://bapisensors.sharepoint.com/sites/BAPIMediaLibrary/Shared%20Documents/Instructions/20907_ins_Immersion_Passive.pdf
BA50KI4BB | BA/50K-I-4"-BB | TEMP SENSOR, IMMERS, 50K, 4.00" PROBE, POLY ENCL |  | https://bapisensors.sharepoint.com/sites/BAPIMediaLibrary/Shared%20Documents/Product%20Images/Immersion_Trans_BB_2023.png | https://bapisensors.sharepoint.com/sites/BAPIMediaLibrary/Shared%20Documents/Datasheets/Immersion_temp_NoPrice-v17.pdf | https://bapisensors.sharepoint.com/sites/BAPIMediaLibrary/Shared%20Documents/Instructions/20907_ins_Immersion_Passive.pdf
BA/50KI8JB | BA/50K-I-8"-JB | TEMP SENSOR, IMMERS, 50K, 8.00" PROBE, METALLIC ENCL |  | https://assets.kele.com/assets/product/w_300/h4yt7eo2mk1xrdgp9avm/ba10k-3-i-4-wp.png | https://bapisensors.sharepoint.com/sites/BAPIMediaLibrary/Shared%20Documents/Datasheets/Immersion_temp_NoPrice-v17.pdf | https://bapisensors.sharepoint.com/sites/BAPIMediaLibrary/Shared%20Documents/Instructions/20907_ins_Immersion_Passive.pdf
BA/50KI8WP | BA/50K-I-8"-WP | TEMP SENSOR, IMMERS, 50K, 8.00" PROBE, METALLIC ENCL |  | https://bapisensors.sharepoint.com/sites/BAPIMediaLibrary/Shared%20Documents/Product%20Images/Immersion_WP.png | https://bapisensors.sharepoint.com/sites/BAPIMediaLibrary/Shared%20Documents/Datasheets/Immersion_temp_NoPrice-v17.pdf | https://bapisensors.sharepoint.com/sites/BAPIMediaLibrary/Shared%20Documents/Instructions/20907_ins_Immersion_Passive.pdf
BA/59210KI2JB | BA/592-10K-I-2"-JB | TEMP SENSOR, IMMERS, 592, 2.00" PROBE, METALLIC ENCL |  | https://assets.kele.com/assets/product/w_300/h4yt7eo2mk1xrdgp9avm/ba10k-3-i-4-wp.png | https://bapisensors.sharepoint.com/sites/BAPIMediaLibrary/Shared%20Documents/Datasheets/Immersion_temp_NoPrice-v17.pdf | https://bapisensors.sharepoint.com/sites/BAPIMediaLibrary/Shared%20Documents/Instructions/20907_ins_Immersion_Passive.pdf
BA/592I2JB | BA/592-I-2"-JB | TEMP SENSOR, IMMERS, 592, 2.00" PROBE, METALLIC ENCL |  | https://assets.kele.com/assets/product/w_300/h4yt7eo2mk1xrdgp9avm/ba10k-3-i-4-wp.png | https://bapisensors.sharepoint.com/sites/BAPIMediaLibrary/Shared%20Documents/Datasheets/Immersion_temp_NoPrice-v17.pdf | https://bapisensors.sharepoint.com/sites/BAPIMediaLibrary/Shared%20Documents/Instructions/20907_ins_Immersion_Passive.pdf
BA/59210KI4JB | BA/592-10K-I-4"-JB | TEMP SENSOR, IMMERS, 592, 4.00" PROBE, METALLIC ENCL |  | https://assets.kele.com/assets/product/w_300/h4yt7eo2mk1xrdgp9avm/ba10k-3-i-4-wp.png | https://bapisensors.sharepoint.com/sites/BAPIMediaLibrary/Shared%20Documents/Datasheets/Immersion_temp_NoPrice-v17.pdf | https://bapisensors.sharepoint.com/sites/BAPIMediaLibrary/Shared%20Documents/Instructions/20907_ins_Immersion_Passive.pdf
BA/59210KI4WP | BA/592-10K-I-4"-WP | TEMP SENSOR, IMMERS, 592, 4.00" PROBE, METALLIC ENCL |  | https://bapisensors.sharepoint.com/sites/BAPIMediaLibrary/Shared%20Documents/Product%20Images/Immersion_WP.png | https://bapisensors.sharepoint.com/sites/BAPIMediaLibrary/Shared%20Documents/Datasheets/Immersion_temp_NoPrice-v17.pdf | https://bapisensors.sharepoint.com/sites/BAPIMediaLibrary/Shared%20Documents/Instructions/20907_ins_Immersion_Passive.pdf
BA/592I4JB | BA/592-I-4"-JB | TEMP SENSOR, IMMERS, 592, 4.00" PROBE, METALLIC ENCL |  | https://assets.kele.com/assets/product/w_300/h4yt7eo2mk1xrdgp9avm/ba10k-3-i-4-wp.png | https://bapisensors.sharepoint.com/sites/BAPIMediaLibrary/Shared%20Documents/Datasheets/Immersion_temp_NoPrice-v17.pdf | https://bapisensors.sharepoint.com/sites/BAPIMediaLibrary/Shared%20Documents/Instructions/20907_ins_Immersion_Passive.pdf
BA/592I4WP | BA/592-I-4"-WP | TEMP SENSOR, IMMERS, 592, 4.00" PROBE, METALLIC ENCL |  | https://bapisensors.sharepoint.com/sites/BAPIMediaLibrary/Shared%20Documents/Product%20Images/Immersion_WP.png | https://bapisensors.sharepoint.com/sites/BAPIMediaLibrary/Shared%20Documents/Datasheets/Immersion_temp_NoPrice-v17.pdf | https://bapisensors.sharepoint.com/sites/BAPIMediaLibrary/Shared%20Documents/Instructions/20907_ins_Immersion_Passive.pdf
BA/59210KI4BB | BA/592-10K-I-4"-BB | TEMP SENSOR, IMMERS, 592, 4.00" PROBE, POLY ENCL |  | https://bapisensors.sharepoint.com/sites/BAPIMediaLibrary/Shared%20Documents/Product%20Images/Immersion_Trans_BB_2023.png | https://bapisensors.sharepoint.com/sites/BAPIMediaLibrary/Shared%20Documents/Datasheets/Immersion_temp_NoPrice-v17.pdf | https://bapisensors.sharepoint.com/sites/BAPIMediaLibrary/Shared%20Documents/Instructions/20907_ins_Immersion_Passive.pdf
BA/592I4SSBBTS | BA/592-I-4"-SS-BB-TS | TEMP SENSOR, IMMERS, 592, 4.00" PROBE, POLY ENCL |  | https://bapisensors.sharepoint.com/sites/BAPIMediaLibrary/Shared%20Documents/Product%20Images/Immersion_SS_BB.png | https://bapisensors.sharepoint.com/sites/BAPIMediaLibrary/Shared%20Documents/Datasheets/Immersion_Probe_SS_NoPrice-v17.pdf | https://bapisensors.sharepoint.com/sites/BAPIMediaLibrary/Shared%20Documents/Instructions/20908_ins_ImrsnDblThread_Passive.pdf
BA592I4BB | BA/592-I-4"-BB | TEMP SENSOR, IMMERS, 592, 4.00" PROBE, POLY ENCL |  | https://bapisensors.sharepoint.com/sites/BAPIMediaLibrary/Shared%20Documents/Product%20Images/Immersion_Trans_BB_2023.png | https://bapisensors.sharepoint.com/sites/BAPIMediaLibrary/Shared%20Documents/Datasheets/Immersion_temp_NoPrice-v17.pdf | https://bapisensors.sharepoint.com/sites/BAPIMediaLibrary/Shared%20Documents/Instructions/20907_ins_Immersion_Passive.pdf
BA/59210KI6JB | BA/592-10K-I-6"-JB | TEMP SENSOR, IMMERS, 592, 6.00" PROBE, METALLIC ENCL |  | https://assets.kele.com/assets/product/w_300/h4yt7eo2mk1xrdgp9avm/ba10k-3-i-4-wp.png | https://bapisensors.sharepoint.com/sites/BAPIMediaLibrary/Shared%20Documents/Datasheets/Immersion_temp_NoPrice-v17.pdf | https://bapisensors.sharepoint.com/sites/BAPIMediaLibrary/Shared%20Documents/Instructions/20907_ins_Immersion_Passive.pdf
BA/59210KI8JB | BA/592-10K-I-8"-JB | TEMP SENSOR, IMMERS, 592, 8.00" PROBE, METALLIC ENCL |  | https://assets.kele.com/assets/product/w_300/h4yt7eo2mk1xrdgp9avm/ba10k-3-i-4-wp.png | https://bapisensors.sharepoint.com/sites/BAPIMediaLibrary/Shared%20Documents/Datasheets/Immersion_temp_NoPrice-v17.pdf | https://bapisensors.sharepoint.com/sites/BAPIMediaLibrary/Shared%20Documents/Instructions/20907_ins_Immersion_Passive.pdf
BA/59210KI8WP | BA/592-10K-I-8"-WP | TEMP SENSOR, IMMERS, 592, 8.00" PROBE, METALLIC ENCL |  | https://bapisensors.sharepoint.com/sites/BAPIMediaLibrary/Shared%20Documents/Product%20Images/Immersion_WP.png | https://bapisensors.sharepoint.com/sites/BAPIMediaLibrary/Shared%20Documents/Datasheets/Immersion_temp_NoPrice-v17.pdf | https://bapisensors.sharepoint.com/sites/BAPIMediaLibrary/Shared%20Documents/Instructions/20907_ins_Immersion_Passive.pdf
BA/592I8JB | BA/592-I-8"-JB | TEMP SENSOR, IMMERS, 592, 8.00" PROBE, METALLIC ENCL |  | https://assets.kele.com/assets/product/w_300/h4yt7eo2mk1xrdgp9avm/ba10k-3-i-4-wp.png | https://bapisensors.sharepoint.com/sites/BAPIMediaLibrary/Shared%20Documents/Datasheets/Immersion_temp_NoPrice-v17.pdf | https://bapisensors.sharepoint.com/sites/BAPIMediaLibrary/Shared%20Documents/Instructions/20907_ins_Immersion_Passive.pdf
BA/592I8WP | BA/592-I-8"-WP | TEMP SENSOR, IMMERS, 592, 8.00" PROBE, METALLIC ENCL |  | https://bapisensors.sharepoint.com/sites/BAPIMediaLibrary/Shared%20Documents/Product%20Images/Immersion_WP.png | https://bapisensors.sharepoint.com/sites/BAPIMediaLibrary/Shared%20Documents/Datasheets/Immersion_temp_NoPrice-v17.pdf | https://bapisensors.sharepoint.com/sites/BAPIMediaLibrary/Shared%20Documents/Instructions/20907_ins_Immersion_Passive.pdf
BA/59210KI8BB | BA/592-10K-I-8"-BB | TEMP SENSOR, IMMERS, 592, 8.00" PROBE, POLY ENCL |  | https://bapisensors.sharepoint.com/sites/BAPIMediaLibrary/Shared%20Documents/Product%20Images/Immersion_Trans_BB_2023.png | https://bapisensors.sharepoint.com/sites/BAPIMediaLibrary/Shared%20Documents/Datasheets/Immersion_temp_NoPrice-v17.pdf | https://bapisensors.sharepoint.com/sites/BAPIMediaLibrary/Shared%20Documents/Instructions/20907_ins_Immersion_Passive.pdf
BA/1.8KOWP | BA/1.8K-O-WP | TEMP SENSOR, OSA, , 1.8K, METALLIC ENCL |  |  | https://bapisensors.sharepoint.com/sites/BAPIMediaLibrary/Shared%20Documents/Datasheets/Outside_Air_temp_NoPrice-v17.pdf | https://bapisensors.sharepoint.com/sites/BAPIMediaLibrary/Shared%20Documents/Instructions/20909_ins_OSA_Passive.pdf
BA/1.8KOBBTS | BA/1.8K-O-BB-TS | TEMP SENSOR, OSA, , 1.8K, POLY ENCL |  | https://bapisensors.sharepoint.com/sites/BAPIMediaLibrary/Shared%20Documents/Product%20Images/Outside_Air_Temp_BB_300pix.png | https://bapisensors.sharepoint.com/sites/BAPIMediaLibrary/Shared%20Documents/Datasheets/Outside_Air_temp_NoPrice-v17.pdf | https://bapisensors.sharepoint.com/sites/BAPIMediaLibrary/Shared%20Documents/Instructions/20909_ins_OSA_Passive.pdf
BA/1003WOWP | BA/100[3W]-O-WP | TEMP SENSOR, OSA, , 100 RTD 385, METALLIC ENCL |  |  | https://bapisensors.sharepoint.com/sites/BAPIMediaLibrary/Shared%20Documents/Datasheets/Outside_Air_temp_NoPrice-v17.pdf | https://bapisensors.sharepoint.com/sites/BAPIMediaLibrary/Shared%20Documents/Instructions/20909_ins_OSA_Passive.pdf
BA/1003WOBB | BA/100[3W]-O-BB | TEMP SENSOR, OSA, , 100 RTD 385, POLY ENCL |  | https://bapisensors.sharepoint.com/sites/BAPIMediaLibrary/Shared%20Documents/Product%20Images/Outside_Air_Temp_BB_300pix.png | https://bapisensors.sharepoint.com/sites/BAPIMediaLibrary/Shared%20Documents/Datasheets/Outside_Air_temp_NoPrice-v17.pdf | https://bapisensors.sharepoint.com/sites/BAPIMediaLibrary/Shared%20Documents/Instructions/20909_ins_OSA_Passive.pdf
BA/1003WOBB2 | BA/100[3W]-O-BB2 | TEMP SENSOR, OSA, , 100 RTD 385, POLY ENCL |  |  | https://bapisensors.sharepoint.com/sites/BAPIMediaLibrary/Shared%20Documents/Datasheets/Outside_Air_temp_NoPrice-v17.pdf | https://bapisensors.sharepoint.com/sites/BAPIMediaLibrary/Shared%20Documents/Instructions/20909_ins_OSA_Passive.pdf
BA/1003WOBB2TS | BA/100[3W]-O-BB2-TS | TEMP SENSOR, OSA, , 100 RTD 385, POLY ENCL |  |  | https://bapisensors.sharepoint.com/sites/BAPIMediaLibrary/Shared%20Documents/Datasheets/Outside_Air_temp_NoPrice-v17.pdf | https://bapisensors.sharepoint.com/sites/BAPIMediaLibrary/Shared%20Documents/Instructions/20909_ins_OSA_Passive.pdf
BA/1003WOBBTS | BA/100[3W]-O-BB-TS | TEMP SENSOR, OSA, , 100 RTD 385, POLY ENCL |  | https://bapisensors.sharepoint.com/sites/BAPIMediaLibrary/Shared%20Documents/Product%20Images/Outside_Air_Temp_BB_300pix.png | https://bapisensors.sharepoint.com/sites/BAPIMediaLibrary/Shared%20Documents/Datasheets/Outside_Air_temp_NoPrice-v17.pdf | https://bapisensors.sharepoint.com/sites/BAPIMediaLibrary/Shared%20Documents/Instructions/20909_ins_OSA_Passive.pdf
BA/100OBBTB | BA/100-O-BB-TB | TEMP SENSOR, OSA, , 100 RTD 385, POLY ENCL |  | https://bapisensors.sharepoint.com/sites/BAPIMediaLibrary/Shared%20Documents/Product%20Images/Outside_Air_Temp_BB_300pix.png | https://bapisensors.sharepoint.com/sites/BAPIMediaLibrary/Shared%20Documents/Datasheets/Outside_Air_temp_NoPrice-v17.pdf | https://bapisensors.sharepoint.com/sites/BAPIMediaLibrary/Shared%20Documents/Instructions/20909_ins_OSA_Passive.pdf
BA/100OBBTS | BA/100-O-BB-TS | TEMP SENSOR, OSA, , 100 RTD 385, POLY ENCL |  | https://bapisensors.sharepoint.com/sites/BAPIMediaLibrary/Shared%20Documents/Product%20Images/Outside_Air_Temp_BB_300pix.png | https://bapisensors.sharepoint.com/sites/BAPIMediaLibrary/Shared%20Documents/Datasheets/Outside_Air_temp_NoPrice-v17.pdf | https://bapisensors.sharepoint.com/sites/BAPIMediaLibrary/Shared%20Documents/Instructions/20909_ins_OSA_Passive.pdf
BA/100KOWP | BA/100K-O-WP | TEMP SENSOR, OSA, , 100K, METALLIC ENCL |  |  | https://bapisensors.sharepoint.com/sites/BAPIMediaLibrary/Shared%20Documents/Datasheets/Outside_Air_temp_NoPrice-v17.pdf | https://bapisensors.sharepoint.com/sites/BAPIMediaLibrary/Shared%20Documents/Instructions/20909_ins_OSA_Passive.pdf
BA/100KOBB | BA/100K-O-BB | TEMP SENSOR, OSA, , 100K, POLY ENCL |  | https://bapisensors.sharepoint.com/sites/BAPIMediaLibrary/Shared%20Documents/Product%20Images/Outside_Air_Temp_BB_300pix.png | https://bapisensors.sharepoint.com/sites/BAPIMediaLibrary/Shared%20Documents/Datasheets/Outside_Air_temp_NoPrice-v17.pdf | https://bapisensors.sharepoint.com/sites/BAPIMediaLibrary/Shared%20Documents/Instructions/20909_ins_OSA_Passive.pdf
BA/10K2-O-WP | BA/10K2-O-WP | TEMP SENSOR, OSA, , 10K TYPE II, METALLIC ENCL |  |  | https://bapisensors.sharepoint.com/sites/BAPIMediaLibrary/Shared%20Documents/Datasheets/Outside_Air_temp_NoPrice-v17.pdf | https://bapisensors.sharepoint.com/sites/BAPIMediaLibrary/Shared%20Documents/Instructions/20909_ins_OSA_Passive.pdf
BA/10K2XPOWP | BA/10K-2[XP]-O-WP | TEMP SENSOR, OSA, , 10K TYPE II, METALLIC ENCL |  |  | https://bapisensors.sharepoint.com/sites/BAPIMediaLibrary/Shared%20Documents/Datasheets/Outside_Air_temp_NoPrice-v17.pdf | https://bapisensors.sharepoint.com/sites/BAPIMediaLibrary/Shared%20Documents/Instructions/20909_ins_OSA_Passive.pdf
BA/10K2-O-BB | BA/10K2-O-BB | TEMP SENSOR, OSA, , 10K TYPE II, POLY ENCL |  | https://bapisensors.sharepoint.com/sites/BAPIMediaLibrary/Shared%20Documents/Product%20Images/Outside_Air_Temp_BB_300pix.png | https://bapisensors.sharepoint.com/sites/BAPIMediaLibrary/Shared%20Documents/Datasheets/Outside_Air_temp_NoPrice-v17.pdf | https://bapisensors.sharepoint.com/sites/BAPIMediaLibrary/Shared%20Documents/Instructions/20909_ins_OSA_Passive.pdf
BA/10K2-O-BB2 | BA/10K2-O-BB2 | TEMP SENSOR, OSA, , 10K TYPE II, POLY ENCL |  |  | https://bapisensors.sharepoint.com/sites/BAPIMediaLibrary/Shared%20Documents/Datasheets/Outside_Air_temp_NoPrice-v17.pdf | https://bapisensors.sharepoint.com/sites/BAPIMediaLibrary/Shared%20Documents/Instructions/20909_ins_OSA_Passive.pdf
BA/10K2OBB2TS | BA/10K-2-O-BB2-TS | TEMP SENSOR, OSA, , 10K TYPE II, POLY ENCL |  |  | https://bapisensors.sharepoint.com/sites/BAPIMediaLibrary/Shared%20Documents/Datasheets/Outside_Air_temp_NoPrice-v17.pdf | https://bapisensors.sharepoint.com/sites/BAPIMediaLibrary/Shared%20Documents/Instructions/20909_ins_OSA_Passive.pdf
BA/10K2OBBTS | BA/10K-2-O-BB-TS | TEMP SENSOR, OSA, , 10K TYPE II, POLY ENCL |  | https://bapisensors.sharepoint.com/sites/BAPIMediaLibrary/Shared%20Documents/Product%20Images/Outside_Air_Temp_BB_300pix.png | https://bapisensors.sharepoint.com/sites/BAPIMediaLibrary/Shared%20Documents/Datasheets/Outside_Air_temp_NoPrice-v17.pdf | https://bapisensors.sharepoint.com/sites/BAPIMediaLibrary/Shared%20Documents/Instructions/20909_ins_OSA_Passive.pdf
BA/10K2XPOBB | BA/10K-2[XP]-O-BB | TEMP SENSOR, OSA, , 10K TYPE II, POLY ENCL |  | https://bapisensors.sharepoint.com/sites/BAPIMediaLibrary/Shared%20Documents/Product%20Images/Outside_Air_Temp_BB_300pix.png | https://bapisensors.sharepoint.com/sites/BAPIMediaLibrary/Shared%20Documents/Datasheets/Outside_Air_temp_NoPrice-v17.pdf | https://bapisensors.sharepoint.com/sites/BAPIMediaLibrary/Shared%20Documents/Instructions/20909_ins_OSA_Passive.pdf
BA/10K3-O-WP | BA/10K3-O-WP | TEMP SENSOR, OSA, , 10K TYPE III, METALLIC ENCL |  |  | https://bapisensors.sharepoint.com/sites/BAPIMediaLibrary/Shared%20Documents/Datasheets/Outside_Air_temp_NoPrice-v17.pdf | https://bapisensors.sharepoint.com/sites/BAPIMediaLibrary/Shared%20Documents/Instructions/20909_ins_OSA_Passive.pdf
BA/10K311KOWP | BA/10K-3[11K]-O-WP | TEMP SENSOR, OSA, , 10K TYPE III, METALLIC ENCL |  |  | https://bapisensors.sharepoint.com/sites/BAPIMediaLibrary/Shared%20Documents/Datasheets/Outside_Air_temp_NoPrice-v17.pdf | https://bapisensors.sharepoint.com/sites/BAPIMediaLibrary/Shared%20Documents/Instructions/20909_ins_OSA_Passive.pdf
BA/10K3XPOWP | BA/10K-3[XP]-O-WP | TEMP SENSOR, OSA, , 10K TYPE III, METALLIC ENCL |  |  | https://bapisensors.sharepoint.com/sites/BAPIMediaLibrary/Shared%20Documents/Datasheets/Outside_Air_temp_NoPrice-v17.pdf | https://bapisensors.sharepoint.com/sites/BAPIMediaLibrary/Shared%20Documents/Instructions/20909_ins_OSA_Passive.pdf
BA/10K3-O-BB | BA/10K3-O-BB | TEMP SENSOR, OSA, , 10K TYPE III, POLY ENCL |  | https://bapisensors.sharepoint.com/sites/BAPIMediaLibrary/Shared%20Documents/Product%20Images/Outside_Air_Temp_BB_300pix.png | https://bapisensors.sharepoint.com/sites/BAPIMediaLibrary/Shared%20Documents/Datasheets/Outside_Air_temp_NoPrice-v17.pdf | https://bapisensors.sharepoint.com/sites/BAPIMediaLibrary/Shared%20Documents/Instructions/20909_ins_OSA_Passive.pdf
BA/10K3-O-BB2 | BA/10K3-O-BB2 | TEMP SENSOR, OSA, , 10K TYPE III, POLY ENCL |  |  | https://bapisensors.sharepoint.com/sites/BAPIMediaLibrary/Shared%20Documents/Datasheets/Outside_Air_temp_NoPrice-v17.pdf | https://bapisensors.sharepoint.com/sites/BAPIMediaLibrary/Shared%20Documents/Instructions/20909_ins_OSA_Passive.pdf
BA/10K311KOBB | BA/10K-3[11K]-O-BB | TEMP SENSOR, OSA, , 10K TYPE III, POLY ENCL |  | https://bapisensors.sharepoint.com/sites/BAPIMediaLibrary/Shared%20Documents/Product%20Images/Outside_Air_Temp_BB_300pix.png | https://bapisensors.sharepoint.com/sites/BAPIMediaLibrary/Shared%20Documents/Datasheets/Outside_Air_temp_NoPrice-v17.pdf | https://bapisensors.sharepoint.com/sites/BAPIMediaLibrary/Shared%20Documents/Instructions/20909_ins_OSA_Passive.pdf
BA/10K311KOBB2 | BA/10K-3[11K]-O-BB2 | TEMP SENSOR, OSA, , 10K TYPE III, POLY ENCL |  |  | https://bapisensors.sharepoint.com/sites/BAPIMediaLibrary/Shared%20Documents/Datasheets/Outside_Air_temp_NoPrice-v17.pdf | https://bapisensors.sharepoint.com/sites/BAPIMediaLibrary/Shared%20Documents/Instructions/20909_ins_OSA_Passive.pdf
BA/10K311KOBBTB | BA/10K-3[11K]-O-BB-TB | TEMP SENSOR, OSA, , 10K TYPE III, POLY ENCL |  | https://bapisensors.sharepoint.com/sites/BAPIMediaLibrary/Shared%20Documents/Product%20Images/Outside_Air_Temp_BB_300pix.png | https://bapisensors.sharepoint.com/sites/BAPIMediaLibrary/Shared%20Documents/Datasheets/Outside_Air_temp_NoPrice-v17.pdf | https://bapisensors.sharepoint.com/sites/BAPIMediaLibrary/Shared%20Documents/Instructions/20909_ins_OSA_Passive.pdf
BA/10K311KOBBTS | BA/10K-3[11K]-O-BB-TS | TEMP SENSOR, OSA, , 10K TYPE III, POLY ENCL |  | https://bapisensors.sharepoint.com/sites/BAPIMediaLibrary/Shared%20Documents/Product%20Images/Outside_Air_Temp_BB_300pix.png | https://bapisensors.sharepoint.com/sites/BAPIMediaLibrary/Shared%20Documents/Datasheets/Outside_Air_temp_NoPrice-v17.pdf | https://bapisensors.sharepoint.com/sites/BAPIMediaLibrary/Shared%20Documents/Instructions/20909_ins_OSA_Passive.pdf
BA/10K3OBB2TB | BA/10K-3-O-BB2-TB | TEMP SENSOR, OSA, , 10K TYPE III, POLY ENCL |  |  | https://bapisensors.sharepoint.com/sites/BAPIMediaLibrary/Shared%20Documents/Datasheets/Outside_Air_temp_NoPrice-v17.pdf | https://bapisensors.sharepoint.com/sites/BAPIMediaLibrary/Shared%20Documents/Instructions/20909_ins_OSA_Passive.pdf
BA/10K3OBB2TS | BA/10K-3-O-BB2-TS | TEMP SENSOR, OSA, , 10K TYPE III, POLY ENCL |  |  | https://bapisensors.sharepoint.com/sites/BAPIMediaLibrary/Shared%20Documents/Datasheets/Outside_Air_temp_NoPrice-v17.pdf | https://bapisensors.sharepoint.com/sites/BAPIMediaLibrary/Shared%20Documents/Instructions/20909_ins_OSA_Passive.pdf
BA/10K3OBBTB | BA/10K-3-O-BB-TB | TEMP SENSOR, OSA, , 10K TYPE III, POLY ENCL |  | https://bapisensors.sharepoint.com/sites/BAPIMediaLibrary/Shared%20Documents/Product%20Images/Outside_Air_Temp_BB_300pix.png | https://bapisensors.sharepoint.com/sites/BAPIMediaLibrary/Shared%20Documents/Datasheets/Outside_Air_temp_NoPrice-v17.pdf | https://bapisensors.sharepoint.com/sites/BAPIMediaLibrary/Shared%20Documents/Instructions/20909_ins_OSA_Passive.pdf
BA/10K3OBBTS | BA/10K-3-O-BB-TS | TEMP SENSOR, OSA, , 10K TYPE III, POLY ENCL |  | https://bapisensors.sharepoint.com/sites/BAPIMediaLibrary/Shared%20Documents/Product%20Images/Outside_Air_Temp_BB_300pix.png | https://bapisensors.sharepoint.com/sites/BAPIMediaLibrary/Shared%20Documents/Datasheets/Outside_Air_temp_NoPrice-v17.pdf | https://bapisensors.sharepoint.com/sites/BAPIMediaLibrary/Shared%20Documents/Instructions/20909_ins_OSA_Passive.pdf
BA/1KNIOWP | BA/1K[NI]-O-WP | TEMP SENSOR, OSA, , 1K NI RTD, METALLIC ENCL |  |  | https://bapisensors.sharepoint.com/sites/BAPIMediaLibrary/Shared%20Documents/Datasheets/Outside_Air_temp_NoPrice-v17.pdf | https://bapisensors.sharepoint.com/sites/BAPIMediaLibrary/Shared%20Documents/Instructions/20909_ins_OSA_Passive.pdf
BA/1KNIOBB | BA/1K[NI]-O-BB | TEMP SENSOR, OSA, , 1K NI RTD, POLY ENCL |  | https://bapisensors.sharepoint.com/sites/BAPIMediaLibrary/Shared%20Documents/Product%20Images/Outside_Air_Temp_BB_300pix.png | https://bapisensors.sharepoint.com/sites/BAPIMediaLibrary/Shared%20Documents/Datasheets/Outside_Air_temp_NoPrice-v17.pdf | https://bapisensors.sharepoint.com/sites/BAPIMediaLibrary/Shared%20Documents/Instructions/20909_ins_OSA_Passive.pdf
BA/1KNIOBB2TS | BA/1K[NI]-O-BB2-TS | TEMP SENSOR, OSA, , 1K NI RTD, POLY ENCL |  |  | https://bapisensors.sharepoint.com/sites/BAPIMediaLibrary/Shared%20Documents/Datasheets/Outside_Air_temp_NoPrice-v17.pdf | https://bapisensors.sharepoint.com/sites/BAPIMediaLibrary/Shared%20Documents/Instructions/20909_ins_OSA_Passive.pdf
BA/1KNIOBBTS | BA/1K[NI]-O-BB-TS | TEMP SENSOR, OSA, , 1K NI RTD, POLY ENCL |  | https://bapisensors.sharepoint.com/sites/BAPIMediaLibrary/Shared%20Documents/Product%20Images/Outside_Air_Temp_BB_300pix.png | https://bapisensors.sharepoint.com/sites/BAPIMediaLibrary/Shared%20Documents/Datasheets/Outside_Air_temp_NoPrice-v17.pdf | https://bapisensors.sharepoint.com/sites/BAPIMediaLibrary/Shared%20Documents/Instructions/20909_ins_OSA_Passive.pdf
BA/1K375-O-WP | BA/1K[375]-O-WP | TEMP SENSOR, OSA, , 1K RTD 375, METALLIC ENCL |  |  | https://bapisensors.sharepoint.com/sites/BAPIMediaLibrary/Shared%20Documents/Datasheets/Outside_Air_temp_NoPrice-v17.pdf | https://bapisensors.sharepoint.com/sites/BAPIMediaLibrary/Shared%20Documents/Instructions/20909_ins_OSA_Passive.pdf
BA/1K375-O-BB | BA/1K[375]-O-BB | TEMP SENSOR, OSA, , 1K RTD 375, POLY ENCL |  | https://bapisensors.sharepoint.com/sites/BAPIMediaLibrary/Shared%20Documents/Product%20Images/Outside_Air_Temp_BB_300pix.png | https://bapisensors.sharepoint.com/sites/BAPIMediaLibrary/Shared%20Documents/Datasheets/Outside_Air_temp_NoPrice-v17.pdf | https://bapisensors.sharepoint.com/sites/BAPIMediaLibrary/Shared%20Documents/Instructions/20909_ins_OSA_Passive.pdf
BA/1K375-O-BB2 | BA/1K[375]-O-BB2 | TEMP SENSOR, OSA, , 1K RTD 375, POLY ENCL |  |  | https://bapisensors.sharepoint.com/sites/BAPIMediaLibrary/Shared%20Documents/Datasheets/Outside_Air_temp_NoPrice-v17.pdf | https://bapisensors.sharepoint.com/sites/BAPIMediaLibrary/Shared%20Documents/Instructions/20909_ins_OSA_Passive.pdf
BA/1K375OBBTS | BA/1K[375]-O-BB-TS | TEMP SENSOR, OSA, , 1K RTD 375, POLY ENCL |  | https://bapisensors.sharepoint.com/sites/BAPIMediaLibrary/Shared%20Documents/Product%20Images/Outside_Air_Temp_BB_300pix.png | https://bapisensors.sharepoint.com/sites/BAPIMediaLibrary/Shared%20Documents/Datasheets/Outside_Air_temp_NoPrice-v17.pdf | https://bapisensors.sharepoint.com/sites/BAPIMediaLibrary/Shared%20Documents/Instructions/20909_ins_OSA_Passive.pdf
BA/1K-O-WP | BA/1K-O-WP | TEMP SENSOR, OSA, , 1K RTD 385, METALLIC ENCL |  |  | https://bapisensors.sharepoint.com/sites/BAPIMediaLibrary/Shared%20Documents/Datasheets/Outside_Air_temp_NoPrice-v17.pdf | https://bapisensors.sharepoint.com/sites/BAPIMediaLibrary/Shared%20Documents/Instructions/20909_ins_OSA_Passive.pdf
BA/1K-O-BB2 | BA/1K-O-BB2 | TEMP SENSOR, OSA, , 1K RTD 385, POLY ENCL |  |  | https://bapisensors.sharepoint.com/sites/BAPIMediaLibrary/Shared%20Documents/Datasheets/Outside_Air_temp_NoPrice-v17.pdf | https://bapisensors.sharepoint.com/sites/BAPIMediaLibrary/Shared%20Documents/Instructions/20909_ins_OSA_Passive.pdf
BA/1KOBB | BA/1K-O-BB | TEMP SENSOR, OSA, , 1K RTD 385, POLY ENCL |  | https://bapisensors.sharepoint.com/sites/BAPIMediaLibrary/Shared%20Documents/Product%20Images/Outside_Air_Temp_BB_300pix.png | https://bapisensors.sharepoint.com/sites/BAPIMediaLibrary/Shared%20Documents/Datasheets/Outside_Air_temp_NoPrice-v17.pdf | https://bapisensors.sharepoint.com/sites/BAPIMediaLibrary/Shared%20Documents/Instructions/20909_ins_OSA_Passive.pdf
BA/1KOBBTS | BA/1K-O-BB-TS | TEMP SENSOR, OSA, , 1K RTD 385, POLY ENCL |  | https://bapisensors.sharepoint.com/sites/BAPIMediaLibrary/Shared%20Documents/Product%20Images/Outside_Air_Temp_BB_300pix.png | https://bapisensors.sharepoint.com/sites/BAPIMediaLibrary/Shared%20Documents/Datasheets/Outside_Air_temp_NoPrice-v17.pdf | https://bapisensors.sharepoint.com/sites/BAPIMediaLibrary/Shared%20Documents/Instructions/20909_ins_OSA_Passive.pdf
BA/20KOWP | BA/20K-O-WP | TEMP SENSOR, OSA, , 20K, METALLIC ENCL |  |  | https://bapisensors.sharepoint.com/sites/BAPIMediaLibrary/Shared%20Documents/Datasheets/Outside_Air_temp_NoPrice-v17.pdf | https://bapisensors.sharepoint.com/sites/BAPIMediaLibrary/Shared%20Documents/Instructions/20909_ins_OSA_Passive.pdf
BA/20KOBB | BA/20K-O-BB | TEMP SENSOR, OSA, , 20K, POLY ENCL |  | https://bapisensors.sharepoint.com/sites/BAPIMediaLibrary/Shared%20Documents/Product%20Images/Outside_Air_Temp_BB_300pix.png | https://bapisensors.sharepoint.com/sites/BAPIMediaLibrary/Shared%20Documents/Datasheets/Outside_Air_temp_NoPrice-v17.pdf | https://bapisensors.sharepoint.com/sites/BAPIMediaLibrary/Shared%20Documents/Instructions/20909_ins_OSA_Passive.pdf
BA/20KOBB2 | BA/20K-O-BB2 | TEMP SENSOR, OSA, , 20K, POLY ENCL |  |  | https://bapisensors.sharepoint.com/sites/BAPIMediaLibrary/Shared%20Documents/Datasheets/Outside_Air_temp_NoPrice-v17.pdf | https://bapisensors.sharepoint.com/sites/BAPIMediaLibrary/Shared%20Documents/Instructions/20909_ins_OSA_Passive.pdf
BA/20KOBBTS | BA/20K-O-BB-TS | TEMP SENSOR, OSA, , 20K, POLY ENCL |  | https://bapisensors.sharepoint.com/sites/BAPIMediaLibrary/Shared%20Documents/Product%20Images/Outside_Air_Temp_BB_300pix.png | https://bapisensors.sharepoint.com/sites/BAPIMediaLibrary/Shared%20Documents/Datasheets/Outside_Air_temp_NoPrice-v17.pdf | https://bapisensors.sharepoint.com/sites/BAPIMediaLibrary/Shared%20Documents/Instructions/20909_ins_OSA_Passive.pdf
BA/3.25KOBB | BA/3.25K-O-BB | TEMP SENSOR, OSA, , 3.25K, POLY ENCL |  | https://bapisensors.sharepoint.com/sites/BAPIMediaLibrary/Shared%20Documents/Product%20Images/Outside_Air_Temp_BB_300pix.png | https://bapisensors.sharepoint.com/sites/BAPIMediaLibrary/Shared%20Documents/Datasheets/Outside_Air_temp_NoPrice-v17.pdf | https://bapisensors.sharepoint.com/sites/BAPIMediaLibrary/Shared%20Documents/Instructions/20909_ins_OSA_Passive.pdf
BA/3.25KOBBTS | BA/3.25K-O-BB-TS | TEMP SENSOR, OSA, , 3.25K, POLY ENCL |  | https://bapisensors.sharepoint.com/sites/BAPIMediaLibrary/Shared%20Documents/Product%20Images/Outside_Air_Temp_BB_300pix.png | https://bapisensors.sharepoint.com/sites/BAPIMediaLibrary/Shared%20Documents/Datasheets/Outside_Air_temp_NoPrice-v17.pdf | https://bapisensors.sharepoint.com/sites/BAPIMediaLibrary/Shared%20Documents/Instructions/20909_ins_OSA_Passive.pdf
BA/3.3KOWP | BA/3.3K-O-WP | TEMP SENSOR, OSA, , 3.3K, METALLIC ENCL |  |  | https://bapisensors.sharepoint.com/sites/BAPIMediaLibrary/Shared%20Documents/Datasheets/Outside_Air_temp_NoPrice-v17.pdf | https://bapisensors.sharepoint.com/sites/BAPIMediaLibrary/Shared%20Documents/Instructions/20909_ins_OSA_Passive.pdf
BA/3KOWP | BA/3K-O-WP | TEMP SENSOR, OSA, , 3K, METALLIC ENCL |  |  | https://bapisensors.sharepoint.com/sites/BAPIMediaLibrary/Shared%20Documents/Datasheets/Outside_Air_temp_NoPrice-v17.pdf | https://bapisensors.sharepoint.com/sites/BAPIMediaLibrary/Shared%20Documents/Instructions/20909_ins_OSA_Passive.pdf
BA/3KOBB | BA/3K-O-BB | TEMP SENSOR, OSA, , 3K, POLY ENCL |  | https://bapisensors.sharepoint.com/sites/BAPIMediaLibrary/Shared%20Documents/Product%20Images/Outside_Air_Temp_BB_300pix.png | https://bapisensors.sharepoint.com/sites/BAPIMediaLibrary/Shared%20Documents/Datasheets/Outside_Air_temp_NoPrice-v17.pdf | https://bapisensors.sharepoint.com/sites/BAPIMediaLibrary/Shared%20Documents/Instructions/20909_ins_OSA_Passive.pdf
BA/3KOBB2 | BA/3K-O-BB2 | TEMP SENSOR, OSA, , 3K, POLY ENCL |  |  | https://bapisensors.sharepoint.com/sites/BAPIMediaLibrary/Shared%20Documents/Datasheets/Outside_Air_temp_NoPrice-v17.pdf | https://bapisensors.sharepoint.com/sites/BAPIMediaLibrary/Shared%20Documents/Instructions/20909_ins_OSA_Passive.pdf
BA/3KOBBTS | BA/3K-O-BB-TS | TEMP SENSOR, OSA, , 3K, POLY ENCL |  | https://bapisensors.sharepoint.com/sites/BAPIMediaLibrary/Shared%20Documents/Product%20Images/Outside_Air_Temp_BB_300pix.png | https://bapisensors.sharepoint.com/sites/BAPIMediaLibrary/Shared%20Documents/Datasheets/Outside_Air_temp_NoPrice-v17.pdf | https://bapisensors.sharepoint.com/sites/BAPIMediaLibrary/Shared%20Documents/Instructions/20909_ins_OSA_Passive.pdf
BA/59210KOWP | BA/592-10K-O-WP | TEMP SENSOR, OSA, , 592, METALLIC ENCL |  |  | https://bapisensors.sharepoint.com/sites/BAPIMediaLibrary/Shared%20Documents/Datasheets/Outside_Air_temp_NoPrice-v17.pdf | https://bapisensors.sharepoint.com/sites/BAPIMediaLibrary/Shared%20Documents/Instructions/20909_ins_OSA_Passive.pdf
BA/592OWP | BA/592-O-WP | TEMP SENSOR, OSA, , 592, METALLIC ENCL |  |  | https://bapisensors.sharepoint.com/sites/BAPIMediaLibrary/Shared%20Documents/Datasheets/Outside_Air_temp_NoPrice-v17.pdf | https://bapisensors.sharepoint.com/sites/BAPIMediaLibrary/Shared%20Documents/Instructions/20909_ins_OSA_Passive.pdf
BA/59210KOBB | BA/592-10K-O-BB | TEMP SENSOR, OSA, , 592, POLY ENCL |  | https://bapisensors.sharepoint.com/sites/BAPIMediaLibrary/Shared%20Documents/Product%20Images/Outside_Air_Temp_BB_300pix.png | https://bapisensors.sharepoint.com/sites/BAPIMediaLibrary/Shared%20Documents/Datasheets/Outside_Air_temp_NoPrice-v17.pdf | https://bapisensors.sharepoint.com/sites/BAPIMediaLibrary/Shared%20Documents/Instructions/20909_ins_OSA_Passive.pdf
BA/59210KOBB2 | BA/592-10K-O-BB2 | TEMP SENSOR, OSA, , 592, POLY ENCL |  |  | https://bapisensors.sharepoint.com/sites/BAPIMediaLibrary/Shared%20Documents/Datasheets/Outside_Air_temp_NoPrice-v17.pdf | https://bapisensors.sharepoint.com/sites/BAPIMediaLibrary/Shared%20Documents/Instructions/20909_ins_OSA_Passive.pdf
BA/592OBB2TS | BA/592-O-BB2-TS | TEMP SENSOR, OSA, , 592, POLY ENCL |  |  | https://bapisensors.sharepoint.com/sites/BAPIMediaLibrary/Shared%20Documents/Datasheets/Outside_Air_temp_NoPrice-v17.pdf | https://bapisensors.sharepoint.com/sites/BAPIMediaLibrary/Shared%20Documents/Instructions/20909_ins_OSA_Passive.pdf
BA/592OBBTS | BA/592-O-BB-TS | TEMP SENSOR, OSA, , 592, POLY ENCL |  | https://bapisensors.sharepoint.com/sites/BAPIMediaLibrary/Shared%20Documents/Product%20Images/Outside_Air_Temp_BB_300pix.png | https://bapisensors.sharepoint.com/sites/BAPIMediaLibrary/Shared%20Documents/Datasheets/Outside_Air_temp_NoPrice-v17.pdf | https://bapisensors.sharepoint.com/sites/BAPIMediaLibrary/Shared%20Documents/Instructions/20909_ins_OSA_Passive.pdf
BA/100-O-BB | BA/100-O-BB | TEMP SENSOR, OSA, 100 RTD 385, BAPI BOX |  | https://bapisensors.sharepoint.com/sites/BAPIMediaLibrary/Shared%20Documents/Product%20Images/Outside_Air_Temp_BB_300pix.png | https://bapisensors.sharepoint.com/sites/BAPIMediaLibrary/Shared%20Documents/Datasheets/Outside_Air_temp_NoPrice-v17.pdf | https://bapisensors.sharepoint.com/sites/BAPIMediaLibrary/Shared%20Documents/Instructions/20909_ins_OSA_Passive.pdf
BA/100-O-BB2 | BA/100-O-BB2 | TEMP SENSOR, OSA, 100 RTD 385, BAPI BOX |  |  | https://bapisensors.sharepoint.com/sites/BAPIMediaLibrary/Shared%20Documents/Datasheets/Outside_Air_temp_NoPrice-v17.pdf | https://bapisensors.sharepoint.com/sites/BAPIMediaLibrary/Shared%20Documents/Instructions/20909_ins_OSA_Passive.pdf
BA/100-O-WP | BA/100-O-WP | TEMP SENSOR, OSA, 100 RTD 385, METALLIC ENCL |  |  | https://bapisensors.sharepoint.com/sites/BAPIMediaLibrary/Shared%20Documents/Datasheets/Outside_Air_temp_NoPrice-v17.pdf | https://bapisensors.sharepoint.com/sites/BAPIMediaLibrary/Shared%20Documents/Instructions/20909_ins_OSA_Passive.pdf
BA/T1K0TO150FI12BB2TS | BA/T1K0TO150FI12BB2TS | TEMP TRANS, IMMERS, 1K RTD 385,4-20MA, 0-150F, 12" PROBE, BB2 |  | https://bapisensors.sharepoint.com/sites/BAPIMediaLibrary/Shared%20Documents/Product%20Images/Immersion_BB2_2020.png | https://bapisensors.sharepoint.com/sites/BAPIMediaLibrary/Shared%20Documents/Datasheets/Immersion_temp_NoPrice-v17.pdf | https://bapisensors.sharepoint.com/sites/BAPIMediaLibrary/Shared%20Documents/Instructions/20918_ins_Immersion_Active.pdf
BA/T1K0TO150FI12BB2TS5PTNIST | BA/T1K0TO150FI12BB2TS5PTNIST | TEMP TRANS, IMMERS, 1K RTD 385,4-20MA, 0-150F, 12" PROBE, BB2,5PT NIST |  | https://bapisensors.sharepoint.com/sites/BAPIMediaLibrary/Shared%20Documents/Product%20Images/Immersion_BB2_2020.png | https://bapisensors.sharepoint.com/sites/BAPIMediaLibrary/Shared%20Documents/Datasheets/Immersion_temp_NoPrice-v17.pdf | https://bapisensors.sharepoint.com/sites/BAPIMediaLibrary/Shared%20Documents/Instructions/20918_ins_Immersion_Active.pdf
BA/T1K0TO150FI2BB2TS | BA/T1K0TO150FI2BB2TS | TEMP TRANS, IMMERS, 1K RTD 385,4-20MA, 0-150F, 2" PROBE, BB2 |  | https://bapisensors.sharepoint.com/sites/BAPIMediaLibrary/Shared%20Documents/Product%20Images/Immersion_BB2_2020.png | https://bapisensors.sharepoint.com/sites/BAPIMediaLibrary/Shared%20Documents/Datasheets/Immersion_temp_NoPrice-v17.pdf | https://bapisensors.sharepoint.com/sites/BAPIMediaLibrary/Shared%20Documents/Instructions/20918_ins_Immersion_Active.pdf
BA/T1K0TO150FI2BB2TS5PTNIST | BA/T1K0TO150FI2BB2TS5PTNIST | TEMP TRANS, IMMERS, 1K RTD 385,4-20MA, 0-150F, 2" PROBE, BB2,5PT NIST |  | https://bapisensors.sharepoint.com/sites/BAPIMediaLibrary/Shared%20Documents/Product%20Images/Immersion_BB2_2020.png | https://bapisensors.sharepoint.com/sites/BAPIMediaLibrary/Shared%20Documents/Datasheets/Immersion_temp_NoPrice-v17.pdf | https://bapisensors.sharepoint.com/sites/BAPIMediaLibrary/Shared%20Documents/Instructions/20918_ins_Immersion_Active.pdf
BA/T1K0TO150FI4BB2TS | BA/T1K0TO150FI4BB2TS | TEMP TRANS, IMMERS, 1K RTD 385,4-20MA, 0-150F, 4" PROBE, BB2 |  | https://bapisensors.sharepoint.com/sites/BAPIMediaLibrary/Shared%20Documents/Product%20Images/Immersion_BB2_2020.png | https://bapisensors.sharepoint.com/sites/BAPIMediaLibrary/Shared%20Documents/Datasheets/Immersion_temp_NoPrice-v17.pdf | https://bapisensors.sharepoint.com/sites/BAPIMediaLibrary/Shared%20Documents/Instructions/20918_ins_Immersion_Active.pdf
BA/T1K0TO150FI4BB2TS5PTNIST | BA/T1K0TO150FI4BB2TS5PTNIST | TEMP TRANS, IMMERS, 1K RTD 385,4-20MA, 0-150F, 4" PROBE, BB2,5PT NIST |  | https://bapisensors.sharepoint.com/sites/BAPIMediaLibrary/Shared%20Documents/Product%20Images/Immersion_BB2_2020.png | https://bapisensors.sharepoint.com/sites/BAPIMediaLibrary/Shared%20Documents/Datasheets/Immersion_temp_NoPrice-v17.pdf | https://bapisensors.sharepoint.com/sites/BAPIMediaLibrary/Shared%20Documents/Instructions/20918_ins_Immersion_Active.pdf
BA/T1K0TO150FI6BB2TS | BA/T1K0TO150FI6BB2TS | TEMP TRANS, IMMERS, 1K RTD 385,4-20MA, 0-150F, 6" PROBE, BB2 |  | https://bapisensors.sharepoint.com/sites/BAPIMediaLibrary/Shared%20Documents/Product%20Images/Immersion_BB2_2020.png | https://bapisensors.sharepoint.com/sites/BAPIMediaLibrary/Shared%20Documents/Datasheets/Immersion_temp_NoPrice-v17.pdf | https://bapisensors.sharepoint.com/sites/BAPIMediaLibrary/Shared%20Documents/Instructions/20918_ins_Immersion_Active.pdf
BA/T1K0TO150FI6BB2TS5PTNIST | BA/T1K0TO150FI6BB2TS5PTNIST | TEMP TRANS, IMMERS, 1K RTD 385,4-20MA, 0-150F, 6" PROBE, BB2,5PT NIST |  | https://bapisensors.sharepoint.com/sites/BAPIMediaLibrary/Shared%20Documents/Product%20Images/Immersion_BB2_2020.png | https://bapisensors.sharepoint.com/sites/BAPIMediaLibrary/Shared%20Documents/Datasheets/Immersion_temp_NoPrice-v17.pdf | https://bapisensors.sharepoint.com/sites/BAPIMediaLibrary/Shared%20Documents/Instructions/20918_ins_Immersion_Active.pdf
BA/T1K0TO150FI8BB2TS | BA/T1K0TO150FI8BB2TS | TEMP TRANS, IMMERS, 1K RTD 385,4-20MA, 0-150F, 8" PROBE, BB2 |  | https://bapisensors.sharepoint.com/sites/BAPIMediaLibrary/Shared%20Documents/Product%20Images/Immersion_BB2_2020.png | https://bapisensors.sharepoint.com/sites/BAPIMediaLibrary/Shared%20Documents/Datasheets/Immersion_temp_NoPrice-v17.pdf | https://bapisensors.sharepoint.com/sites/BAPIMediaLibrary/Shared%20Documents/Instructions/20918_ins_Immersion_Active.pdf
BA/T1K0TO150FI8BB2TS5PTNIST | BA/T1K0TO150FI8BB2TS5PTNIST | TEMP TRANS, IMMERS, 1K RTD 385,4-20MA, 0-150F, 8" PROBE, BB2,5PT NIST |  | https://bapisensors.sharepoint.com/sites/BAPIMediaLibrary/Shared%20Documents/Product%20Images/Immersion_BB2_2020.png | https://bapisensors.sharepoint.com/sites/BAPIMediaLibrary/Shared%20Documents/Datasheets/Immersion_temp_NoPrice-v17.pdf | https://bapisensors.sharepoint.com/sites/BAPIMediaLibrary/Shared%20Documents/Instructions/20918_ins_Immersion_Active.pdf
BA/T1K-40TO185F-O-BB2 | BA/T1K-40TO185F-O-BB2 | TEMP XMTR 1K, -40 TO 185F |  | https://bapisensors.sharepoint.com/sites/BAPIMediaLibrary/Shared%20Documents/Product%20Images/Outside_Air_Temp_BB2.png | https://bapisensors.sharepoint.com/sites/BAPIMediaLibrary/Shared%20Documents/Datasheets/Outside_Air_temp_NoPrice-v17.pdf | https://bapisensors.sharepoint.com/sites/BAPIMediaLibrary/Shared%20Documents/Instructions/20918_ins_Immersion_Active.pdf
BA/T1KOWP | BA/T1K[0 TO 100F]-O-WP | TEMP XMTR, OSA, , 1K RTD 385, METALLIC ENCL |  |  | https://bapisensors.sharepoint.com/sites/BAPIMediaLibrary/Shared%20Documents/Datasheets/Outside_Air_temp_NoPrice-v17.pdf | https://bapisensors.sharepoint.com/sites/BAPIMediaLibrary/Shared%20Documents/Instructions/20920_ins_OSA_Active.pdf
BAT1K-30-140OBB | BA/T1K[-30 TO 140F]-O-BB | TEMP XMTR, OSA, , 1K RTD 385, POLY ENCL |  | https://bapisensors.sharepoint.com/sites/BAPIMediaLibrary/Shared%20Documents/Product%20Images/Outside_Air_Temp_BB_300pix.png | https://bapisensors.sharepoint.com/sites/BAPIMediaLibrary/Shared%20Documents/Datasheets/Outside_Air_temp_NoPrice-v17.pdf | https://bapisensors.sharepoint.com/sites/BAPIMediaLibrary/Shared%20Documents/Instructions/20920_ins_OSA_Active.pdf
BA/T1K(-18 TO 16C)-B4SX-X-Z-CG | BA/T1K(-18 TO 16C)-B4SX-X-Z-CG | TEMPERATURE TRANSMITTER |  | https://bapisensors.sharepoint.com/sites/BAPIMediaLibrary/Shared%20Documents/Product%20Images/BAPIStat4_Temperature.png | https://bapisensors.sharepoint.com/sites/BAPIMediaLibrary/Shared%20Documents/Datasheets/T1K_temp_NoPrice-v17.pdf | https://bapisensors.sharepoint.com/sites/BAPIMediaLibrary/Shared%20Documents/Instructions/24909_ins_T1K-B4.pdf
BA1KTBM3041HB10 | BA/1K-TB-M304-1-HB-10 | THERMBFFER 1K 1IN M304 HANG BRAC 10FT LEAD BAPI BX |  | https://bapisensors.sharepoint.com/sites/BAPIMediaLibrary/Shared%20Documents/Product%20Images/Thermobuffer_HangingBracket.png | https://bapisensors.sharepoint.com/sites/BAPIMediaLibrary/Shared%20Documents/Datasheets/Thermobuffer_NoPrice-v17.pdf | https://bapisensors.sharepoint.com/sites/BAPIMediaLibrary/Shared%20Documents/Instructions/19817_Ins_thermo_buffer-1.pdf
BA1KTBM3041HBBB | BA/1K-TB-M304-1-HB-BB-5 | THERMBFFER 1K 1IN M304 HANG BRAC 5FT LEADS BAPI BX |  | https://bapisensors.sharepoint.com/sites/BAPIMediaLibrary/Shared%20Documents/Product%20Images/Thermobuffers_BB.png | https://bapisensors.sharepoint.com/sites/BAPIMediaLibrary/Shared%20Documents/Datasheets/Thermobuffer_NoPrice-v17.pdf | https://bapisensors.sharepoint.com/sites/BAPIMediaLibrary/Shared%20Documents/Instructions/19817_Ins_thermo_buffer-1.pdf
BA10K3TBM3041HB | BA/10K-3-TB-M304-1-HB-25 | THERMBUFFER 10K-3 1.5IN M304 FEP 25FT HANG BRAC |  | https://bapisensors.sharepoint.com/sites/BAPIMediaLibrary/Shared%20Documents/Product%20Images/Thermobuffer_HangingBracket.png | https://bapisensors.sharepoint.com/sites/BAPIMediaLibrary/Shared%20Documents/Datasheets/Thermobuffer_NoPrice-v17.pdf | https://bapisensors.sharepoint.com/sites/BAPIMediaLibrary/Shared%20Documents/Instructions/19817_Ins_thermo_buffer-1.pdf
BA10K311TBM3041 | BA/10K-3[11K]-TB-M304-1-HB-10 | THERMBUFFER 10K-311K 1IN M304 HANG BRAC 10FT LEADS |  | https://bapisensors.sharepoint.com/sites/BAPIMediaLibrary/Shared%20Documents/Product%20Images/Thermobuffer_HangingBracket.png | https://bapisensors.sharepoint.com/sites/BAPIMediaLibrary/Shared%20Documents/Datasheets/Thermobuffer_NoPrice-v17.pdf | https://bapisensors.sharepoint.com/sites/BAPIMediaLibrary/Shared%20Documents/Instructions/19817_Ins_thermo_buffer-1.pdf
BA10K311TBMAL2H | BA/10K-3[11K]-TB-MAL-2-HB-10 | THERMBUFFER 10K-311K 2IN ALUM HANG BRAC 10FT LEADS |  | https://bapisensors.sharepoint.com/sites/BAPIMediaLibrary/Shared%20Documents/Product%20Images/Thermobuffer_HangingBracket.png | https://bapisensors.sharepoint.com/sites/BAPIMediaLibrary/Shared%20Documents/Datasheets/Thermobuffer_NoPrice-v17.pdf | https://bapisensors.sharepoint.com/sites/BAPIMediaLibrary/Shared%20Documents/Instructions/19817_Ins_thermo_buffer-1.pdf
BA10K311TBMAL4H | BA/10K-3[11K]-TB-MAL-4-HB-10 | THERMBUFFER 10K-311K 5IN ALUM HANG BRAC 10FT LEADS |  | https://bapisensors.sharepoint.com/sites/BAPIMediaLibrary/Shared%20Documents/Product%20Images/Thermobuffer_HangingBracket.png | https://bapisensors.sharepoint.com/sites/BAPIMediaLibrary/Shared%20Documents/Datasheets/Thermobuffer_NoPrice-v17.pdf | https://bapisensors.sharepoint.com/sites/BAPIMediaLibrary/Shared%20Documents/Instructions/19817_Ins_thermo_buffer-1.pdf
BA10K311TBHBNB | BA/10K-3[11K]-TB-M304-2-HBNB10 | THERMBUFFER 10K-311K2IN M304HANGBRAC 10FTLEADS |  | https://bapisensors.sharepoint.com/sites/BAPIMediaLibrary/Shared%20Documents/Product%20Images/Thermobuffer_HangingBracket.png | https://bapisensors.sharepoint.com/sites/BAPIMediaLibrary/Shared%20Documents/Datasheets/Thermobuffer_NoPrice-v17.pdf | https://bapisensors.sharepoint.com/sites/BAPIMediaLibrary/Shared%20Documents/Instructions/19817_Ins_thermo_buffer-1.pdf
BA10K311M3041HB | BA/10K-3[11K]-TB-M304-1-HB | THERMOBUFFER 10K-311K 1IN M304 HANGING BRACKET |  | https://bapisensors.sharepoint.com/sites/BAPIMediaLibrary/Shared%20Documents/Product%20Images/Thermobuffer_HangingBracket.png | https://bapisensors.sharepoint.com/sites/BAPIMediaLibrary/Shared%20Documents/Datasheets/Thermobuffer_NoPrice-v17.pdf | https://bapisensors.sharepoint.com/sites/BAPIMediaLibrary/Shared%20Documents/Instructions/19817_Ins_thermo_buffer-1.pdf
BA10K311M3042HB | BA/10K-3[11K]-TB-M304-2-HB | THERMOBUFFER 10K-311K 2IN M304 HANG BRAC |  | https://bapisensors.sharepoint.com/sites/BAPIMediaLibrary/Shared%20Documents/Product%20Images/Thermobuffer_HangingBracket.png | https://bapisensors.sharepoint.com/sites/BAPIMediaLibrary/Shared%20Documents/Datasheets/Thermobuffer_NoPrice-v17.pdf | https://bapisensors.sharepoint.com/sites/BAPIMediaLibrary/Shared%20Documents/Instructions/19817_Ins_thermo_buffer-1.pdf
BA/3KTBM3041HB1 | BA/3K-TB-M304-1-HB-10 | THERMOBUFFER 3K THMS 1IN M304 FEP 10FT HANGIN BRAC |  | https://bapisensors.sharepoint.com/sites/BAPIMediaLibrary/Shared%20Documents/Product%20Images/Thermobuffer_HangingBracket.png | https://bapisensors.sharepoint.com/sites/BAPIMediaLibrary/Shared%20Documents/Datasheets/Thermobuffer_NoPrice-v17.pdf | https://bapisensors.sharepoint.com/sites/BAPIMediaLibrary/Shared%20Documents/Instructions/19817_Ins_thermo_buffer-1.pdf
BA/3KTBMAL4HB10 | BA/3K-TB-MAL-4-HB-10 | THERMOBUFFER 3K THMS 4IN M304 FEP 10FT HANGIN BRAC |  | https://bapisensors.sharepoint.com/sites/BAPIMediaLibrary/Shared%20Documents/Product%20Images/Thermobuffer_HangingBracket.png | https://bapisensors.sharepoint.com/sites/BAPIMediaLibrary/Shared%20Documents/Datasheets/Thermobuffer_NoPrice-v17.pdf | https://bapisensors.sharepoint.com/sites/BAPIMediaLibrary/Shared%20Documents/Instructions/19817_Ins_thermo_buffer-1.pdf
BA/103TBM341BB2 | BA/10K-3-TB-M304-1-BB2 | THERMOBUFFER TEMP 1IN SS 10K-3 THMS BAPI BOX 2 |  | https://bapisensors.sharepoint.com/sites/BAPIMediaLibrary/Shared%20Documents/Product%20Images/Thermobuffers_BB2-1.png | https://bapisensors.sharepoint.com/sites/BAPIMediaLibrary/Shared%20Documents/Datasheets/Thermobuffer_NoPrice-v17.pdf | https://bapisensors.sharepoint.com/sites/BAPIMediaLibrary/Shared%20Documents/Instructions/19817_Ins_thermo_buffer-1.pdf
BA/1KTBM3041BB | BA/1K-TB-M304-1-BB | THERMOBUFFER TEMP 1IN SS 1K OHM 385 RTD BAPI BOX |  | https://bapisensors.sharepoint.com/sites/BAPIMediaLibrary/Shared%20Documents/Product%20Images/Thermobuffers_BB.png | https://bapisensors.sharepoint.com/sites/BAPIMediaLibrary/Shared%20Documents/Datasheets/Thermobuffer_NoPrice-v17.pdf | https://bapisensors.sharepoint.com/sites/BAPIMediaLibrary/Shared%20Documents/Instructions/19817_Ins_thermo_buffer-1.pdf
BA/1KTBM3041BB2 | BA/1K-TB-M304-1-BB2 | THERMOBUFFER TEMP 1IN SS 1K OHM 385 RTD BAPI BOX 2 |  | https://bapisensors.sharepoint.com/sites/BAPIMediaLibrary/Shared%20Documents/Product%20Images/Thermobuffers_BB2-1.png | https://bapisensors.sharepoint.com/sites/BAPIMediaLibrary/Shared%20Documents/Datasheets/Thermobuffer_NoPrice-v17.pdf | https://bapisensors.sharepoint.com/sites/BAPIMediaLibrary/Shared%20Documents/Instructions/19817_Ins_thermo_buffer-1.pdf
BA/1KTBM3041HB | BA/1K-TB-M304-1-HB | THERMOBUFFER TEMP 1IN SS 1K OHM 385 RTD HANGN BRAC |  | https://bapisensors.sharepoint.com/sites/BAPIMediaLibrary/Shared%20Documents/Product%20Images/Thermobuffer_HangingBracket.png | https://bapisensors.sharepoint.com/sites/BAPIMediaLibrary/Shared%20Documents/Datasheets/Thermobuffer_NoPrice-v17.pdf | https://bapisensors.sharepoint.com/sites/BAPIMediaLibrary/Shared%20Documents/Instructions/19817_Ins_thermo_buffer-1.pdf
BA/1KTBM3041HB5 | BA/1K-TB-M304-1-HB-5 | THERMOBUFFER TEMP 1IN SS 1K OHM 385 RTD HANGN BRAC |  | https://bapisensors.sharepoint.com/sites/BAPIMediaLibrary/Shared%20Documents/Product%20Images/Thermobuffer_HangingBracket.png | https://bapisensors.sharepoint.com/sites/BAPIMediaLibrary/Shared%20Documents/Datasheets/Thermobuffer_NoPrice-v17.pdf | https://bapisensors.sharepoint.com/sites/BAPIMediaLibrary/Shared%20Documents/Instructions/19817_Ins_thermo_buffer-1.pdf
BA/10K2TBMAL2BB | BA/10K-2-TB-MAL-2-BB | THERMOBUFFER TEMP 2IN AL 10K-2 THMS BAPI BOX |  | https://bapisensors.sharepoint.com/sites/BAPIMediaLibrary/Shared%20Documents/Product%20Images/Thermobuffers_BB.png | https://bapisensors.sharepoint.com/sites/BAPIMediaLibrary/Shared%20Documents/Datasheets/Thermobuffer_NoPrice-v17.pdf | https://bapisensors.sharepoint.com/sites/BAPIMediaLibrary/Shared%20Documents/Instructions/19817_Ins_thermo_buffer-1.pdf
BA/10K2TBML2BB2 | BA/10K-2-TB-MAL-2-BB2 | THERMOBUFFER TEMP 2IN AL 10K-2 THMS BAPI BOX 2 |  | https://bapisensors.sharepoint.com/sites/BAPIMediaLibrary/Shared%20Documents/Product%20Images/Thermobuffers_BB2-1.png | https://bapisensors.sharepoint.com/sites/BAPIMediaLibrary/Shared%20Documents/Datasheets/Thermobuffer_NoPrice-v17.pdf | https://bapisensors.sharepoint.com/sites/BAPIMediaLibrary/Shared%20Documents/Instructions/19817_Ins_thermo_buffer-1.pdf
BA/10K2TBMAL2HB | BA/10K-2-TB-MAL-2-HB | THERMOBUFFER TEMP 2IN AL 10K-2 THMS HANG BRKT |  | https://bapisensors.sharepoint.com/sites/BAPIMediaLibrary/Shared%20Documents/Product%20Images/Thermobuffer_HangingBracket.png | https://bapisensors.sharepoint.com/sites/BAPIMediaLibrary/Shared%20Documents/Datasheets/Thermobuffer_NoPrice-v17.pdf | https://bapisensors.sharepoint.com/sites/BAPIMediaLibrary/Shared%20Documents/Instructions/19817_Ins_thermo_buffer-1.pdf
BA/10K3TBMAL2BB | BA/10K-3-TB-MAL-2-BB | THERMOBUFFER TEMP 2IN AL 10K-3 THMS BAPI BOX |  | https://bapisensors.sharepoint.com/sites/BAPIMediaLibrary/Shared%20Documents/Product%20Images/Thermobuffers_BB.png | https://bapisensors.sharepoint.com/sites/BAPIMediaLibrary/Shared%20Documents/Datasheets/Thermobuffer_NoPrice-v17.pdf | https://bapisensors.sharepoint.com/sites/BAPIMediaLibrary/Shared%20Documents/Instructions/19817_Ins_thermo_buffer-1.pdf
BA/10K3TBML2BB2 | BA/10K-3-TB-MAL-2-BB2 | THERMOBUFFER TEMP 2IN AL 10K-3 THMS BAPI BOX 2 |  | https://bapisensors.sharepoint.com/sites/BAPIMediaLibrary/Shared%20Documents/Product%20Images/Thermobuffers_BB2-1.png | https://bapisensors.sharepoint.com/sites/BAPIMediaLibrary/Shared%20Documents/Datasheets/Thermobuffer_NoPrice-v17.pdf | https://bapisensors.sharepoint.com/sites/BAPIMediaLibrary/Shared%20Documents/Instructions/19817_Ins_thermo_buffer-1.pdf
BA/10K3TBMAL2HB | BA/10K-3-TB-MAL-2-HB | THERMOBUFFER TEMP 2IN AL 10K-3 THMS HANG BRKT |  | https://bapisensors.sharepoint.com/sites/BAPIMediaLibrary/Shared%20Documents/Product%20Images/Thermobuffer_HangingBracket.png | https://bapisensors.sharepoint.com/sites/BAPIMediaLibrary/Shared%20Documents/Datasheets/Thermobuffer_NoPrice-v17.pdf | https://bapisensors.sharepoint.com/sites/BAPIMediaLibrary/Shared%20Documents/Instructions/19817_Ins_thermo_buffer-1.pdf
BA/1K7TBMAL2BB | BA/1K[375]-TB-MAL-2-BB | THERMOBUFFER TEMP 2IN AL 1K OHM 375 RTD BAPI BOX |  | https://bapisensors.sharepoint.com/sites/BAPIMediaLibrary/Shared%20Documents/Product%20Images/Thermobuffers_BB.png | https://bapisensors.sharepoint.com/sites/BAPIMediaLibrary/Shared%20Documents/Datasheets/Thermobuffer_NoPrice-v17.pdf | https://bapisensors.sharepoint.com/sites/BAPIMediaLibrary/Shared%20Documents/Instructions/19817_Ins_thermo_buffer-1.pdf
BA/1K7TBMAL2BB2 | BA/1K[375]-TB-MAL-2-BB2 | THERMOBUFFER TEMP 2IN AL 1K OHM 375 RTD BAPI BOX 2 |  | https://bapisensors.sharepoint.com/sites/BAPIMediaLibrary/Shared%20Documents/Product%20Images/Thermobuffers_BB2-1.png | https://bapisensors.sharepoint.com/sites/BAPIMediaLibrary/Shared%20Documents/Datasheets/Thermobuffer_NoPrice-v17.pdf | https://bapisensors.sharepoint.com/sites/BAPIMediaLibrary/Shared%20Documents/Instructions/19817_Ins_thermo_buffer-1.pdf
BA/1K7TBMAL2HB | BA/1K[375]-TB-MAL-2-HB | THERMOBUFFER TEMP 2IN AL 1K OHM 375 RTD HANG BRKT |  | https://bapisensors.sharepoint.com/sites/BAPIMediaLibrary/Shared%20Documents/Product%20Images/Thermobuffer_HangingBracket.png | https://bapisensors.sharepoint.com/sites/BAPIMediaLibrary/Shared%20Documents/Datasheets/Thermobuffer_NoPrice-v17.pdf | https://bapisensors.sharepoint.com/sites/BAPIMediaLibrary/Shared%20Documents/Instructions/19817_Ins_thermo_buffer-1.pdf
BA/1KTBMAL2HB | BA/1K-TB-MAL-2-HB | THERMOBUFFER TEMP 2IN AL 1K OHM 385 RTD HANG BRKT |  | https://bapisensors.sharepoint.com/sites/BAPIMediaLibrary/Shared%20Documents/Product%20Images/Thermobuffer_HangingBracket.png | https://bapisensors.sharepoint.com/sites/BAPIMediaLibrary/Shared%20Documents/Datasheets/Thermobuffer_NoPrice-v17.pdf | https://bapisensors.sharepoint.com/sites/BAPIMediaLibrary/Shared%20Documents/Instructions/19817_Ins_thermo_buffer-1.pdf
BA/20KTBMAL2BB | BA/20K-TB-MAL-2-BB | THERMOBUFFER TEMP 2IN AL 20K THMS BAPI BOX |  | https://bapisensors.sharepoint.com/sites/BAPIMediaLibrary/Shared%20Documents/Product%20Images/Thermobuffers_BB.png | https://bapisensors.sharepoint.com/sites/BAPIMediaLibrary/Shared%20Documents/Datasheets/Thermobuffer_NoPrice-v17.pdf | https://bapisensors.sharepoint.com/sites/BAPIMediaLibrary/Shared%20Documents/Instructions/19817_Ins_thermo_buffer-1.pdf
BA/102TBM3042BB | BA/10K-2-TB-M304-2-BB | THERMOBUFFER TEMP 2IN SS 10K-2 THMS BAPI BOX |  | https://bapisensors.sharepoint.com/sites/BAPIMediaLibrary/Shared%20Documents/Product%20Images/Thermobuffers_BB.png | https://bapisensors.sharepoint.com/sites/BAPIMediaLibrary/Shared%20Documents/Datasheets/Thermobuffer_NoPrice-v17.pdf | https://bapisensors.sharepoint.com/sites/BAPIMediaLibrary/Shared%20Documents/Instructions/19817_Ins_thermo_buffer-1.pdf
BA/102TBM342BB2 | BA/10K-2-TB-M304-2-BB2 | THERMOBUFFER TEMP 2IN SS 10K-2 THMS BAPI BOX 2 |  | https://bapisensors.sharepoint.com/sites/BAPIMediaLibrary/Shared%20Documents/Product%20Images/Thermobuffers_BB2-1.png | https://bapisensors.sharepoint.com/sites/BAPIMediaLibrary/Shared%20Documents/Datasheets/Thermobuffer_NoPrice-v17.pdf | https://bapisensors.sharepoint.com/sites/BAPIMediaLibrary/Shared%20Documents/Instructions/19817_Ins_thermo_buffer-1.pdf
BA/1K2TBM3042HB | BA/10K-2-TB-M304-2-HB | THERMOBUFFER TEMP 2IN SS 10K-2 THMS HANG BRKT |  | https://bapisensors.sharepoint.com/sites/BAPIMediaLibrary/Shared%20Documents/Product%20Images/Thermobuffer_HangingBracket.png | https://bapisensors.sharepoint.com/sites/BAPIMediaLibrary/Shared%20Documents/Datasheets/Thermobuffer_NoPrice-v17.pdf | https://bapisensors.sharepoint.com/sites/BAPIMediaLibrary/Shared%20Documents/Instructions/19817_Ins_thermo_buffer-1.pdf
BA/1K3TBM3042BB | BA/10K-3-TB-M304-2-BB | THERMOBUFFER TEMP 2IN SS 10K-3 THMS BAPI BOX |  | https://bapisensors.sharepoint.com/sites/BAPIMediaLibrary/Shared%20Documents/Product%20Images/Thermobuffers_BB.png | https://bapisensors.sharepoint.com/sites/BAPIMediaLibrary/Shared%20Documents/Datasheets/Thermobuffer_NoPrice-v17.pdf | https://bapisensors.sharepoint.com/sites/BAPIMediaLibrary/Shared%20Documents/Instructions/19817_Ins_thermo_buffer-1.pdf
BA/103TBM342BB2 | BA/10K-3-TB-M304-2-BB2 | THERMOBUFFER TEMP 2IN SS 10K-3 THMS BAPI BOX 2 |  | https://bapisensors.sharepoint.com/sites/BAPIMediaLibrary/Shared%20Documents/Product%20Images/Thermobuffers_BB2-1.png | https://bapisensors.sharepoint.com/sites/BAPIMediaLibrary/Shared%20Documents/Datasheets/Thermobuffer_NoPrice-v17.pdf | https://bapisensors.sharepoint.com/sites/BAPIMediaLibrary/Shared%20Documents/Instructions/19817_Ins_thermo_buffer-1.pdf
BA/1K3TBM3042HB | BA/10K-3-TB-M304-2-HB | THERMOBUFFER TEMP 2IN SS 10K-3 THMS HANG BRKT |  | https://bapisensors.sharepoint.com/sites/BAPIMediaLibrary/Shared%20Documents/Product%20Images/Thermobuffer_HangingBracket.png | https://bapisensors.sharepoint.com/sites/BAPIMediaLibrary/Shared%20Documents/Datasheets/Thermobuffer_NoPrice-v17.pdf | https://bapisensors.sharepoint.com/sites/BAPIMediaLibrary/Shared%20Documents/Instructions/19817_Ins_thermo_buffer-1.pdf
BA/1K7TBM3042BB | BA/1K[375]-TB-M304-2-BB | THERMOBUFFER TEMP 2IN SS 1K OHM 375 RTD BAPI BOX |  | https://bapisensors.sharepoint.com/sites/BAPIMediaLibrary/Shared%20Documents/Product%20Images/Thermobuffers_BB.png | https://bapisensors.sharepoint.com/sites/BAPIMediaLibrary/Shared%20Documents/Datasheets/Thermobuffer_NoPrice-v17.pdf | https://bapisensors.sharepoint.com/sites/BAPIMediaLibrary/Shared%20Documents/Instructions/19817_Ins_thermo_buffer-1.pdf
BA/1K7TBM3042B2 | BA/1K[375]-TB-M304-2-BB2 | THERMOBUFFER TEMP 2IN SS 1K OHM 375 RTD BAPI BOX 2 |  | https://bapisensors.sharepoint.com/sites/BAPIMediaLibrary/Shared%20Documents/Product%20Images/Thermobuffers_BB2-1.png | https://bapisensors.sharepoint.com/sites/BAPIMediaLibrary/Shared%20Documents/Datasheets/Thermobuffer_NoPrice-v17.pdf | https://bapisensors.sharepoint.com/sites/BAPIMediaLibrary/Shared%20Documents/Instructions/19817_Ins_thermo_buffer-1.pdf
BA/1K7TBM3042HB | BA/1K[375]-TB-M304-2-HB | THERMOBUFFER TEMP 2IN SS 1K OHM 375 RTD HANG BRKT |  | https://bapisensors.sharepoint.com/sites/BAPIMediaLibrary/Shared%20Documents/Product%20Images/Thermobuffer_HangingBracket.png | https://bapisensors.sharepoint.com/sites/BAPIMediaLibrary/Shared%20Documents/Datasheets/Thermobuffer_NoPrice-v17.pdf | https://bapisensors.sharepoint.com/sites/BAPIMediaLibrary/Shared%20Documents/Instructions/19817_Ins_thermo_buffer-1.pdf
BA/1KTBMAL2BB | BA/1K-TB-MAL-2-BB | THERMOBUFFER TEMP 2IN SS 1K OHM 385 RTD BAPI BOX |  | https://bapisensors.sharepoint.com/sites/BAPIMediaLibrary/Shared%20Documents/Product%20Images/Thermobuffers_BB.png | https://bapisensors.sharepoint.com/sites/BAPIMediaLibrary/Shared%20Documents/Datasheets/Thermobuffer_NoPrice-v17.pdf | https://bapisensors.sharepoint.com/sites/BAPIMediaLibrary/Shared%20Documents/Instructions/19817_Ins_thermo_buffer-1.pdf
BA/1KTBM3042BB2 | BA/1K-TB-M304-2-BB2 | THERMOBUFFER TEMP 2IN SS 1K OHM 385 RTD BAPI BOX 2 |  | https://bapisensors.sharepoint.com/sites/BAPIMediaLibrary/Shared%20Documents/Product%20Images/Thermobuffers_BB2-1.png | https://bapisensors.sharepoint.com/sites/BAPIMediaLibrary/Shared%20Documents/Datasheets/Thermobuffer_NoPrice-v17.pdf | https://bapisensors.sharepoint.com/sites/BAPIMediaLibrary/Shared%20Documents/Instructions/19817_Ins_thermo_buffer-1.pdf
BA/1KTBMAL2BB2 | BA/1K-TB-MAL-2-BB2 | THERMOBUFFER TEMP 2IN SS 1K OHM 385 RTD BAPI BOX 2 |  | https://bapisensors.sharepoint.com/sites/BAPIMediaLibrary/Shared%20Documents/Product%20Images/Thermobuffers_BB2-1.png | https://bapisensors.sharepoint.com/sites/BAPIMediaLibrary/Shared%20Documents/Datasheets/Thermobuffer_NoPrice-v17.pdf | https://bapisensors.sharepoint.com/sites/BAPIMediaLibrary/Shared%20Documents/Instructions/19817_Ins_thermo_buffer-1.pdf
BA/1KTBM3042HB | BA/1K-TB-M304-2-HB | THERMOBUFFER TEMP 2IN SS 1K OHM 385 RTD HANGN BRAC |  | https://bapisensors.sharepoint.com/sites/BAPIMediaLibrary/Shared%20Documents/Product%20Images/Thermobuffer_HangingBracket.png | https://bapisensors.sharepoint.com/sites/BAPIMediaLibrary/Shared%20Documents/Datasheets/Thermobuffer_NoPrice-v17.pdf | https://bapisensors.sharepoint.com/sites/BAPIMediaLibrary/Shared%20Documents/Instructions/19817_Ins_thermo_buffer-1.pdf
BA/1KTBM3042HB5 | BA/1K-TB-M304-2-HB-5 | THERMOBUFFER TEMP 2IN SS 1K OHM 385 RTD HANGN BRAC |  | https://bapisensors.sharepoint.com/sites/BAPIMediaLibrary/Shared%20Documents/Product%20Images/Thermobuffer_HangingBracket.png | https://bapisensors.sharepoint.com/sites/BAPIMediaLibrary/Shared%20Documents/Datasheets/Thermobuffer_NoPrice-v17.pdf | https://bapisensors.sharepoint.com/sites/BAPIMediaLibrary/Shared%20Documents/Instructions/19817_Ins_thermo_buffer-1.pdf
BA1KTBM3042HBNB | BA/1K-TB-M304-2-HB-NB | THERMOBUFFER TEMP 2IN SS 1K OHM 385 RTD HANGN BRAC |  | https://bapisensors.sharepoint.com/sites/BAPIMediaLibrary/Shared%20Documents/Product%20Images/Thermobuffer_HangingBracket.png | https://bapisensors.sharepoint.com/sites/BAPIMediaLibrary/Shared%20Documents/Datasheets/Thermobuffer_NoPrice-v17.pdf | https://bapisensors.sharepoint.com/sites/BAPIMediaLibrary/Shared%20Documents/Instructions/19817_Ins_thermo_buffer-1.pdf
BA/100TBMAL4BB | BA/100-TB-MAL-4-BB | THERMOBUFFER TEMP 4IN AL 100 OHM RTD BAPI BOX |  | https://bapisensors.sharepoint.com/sites/BAPIMediaLibrary/Shared%20Documents/Product%20Images/Thermobuffers_BB.png | https://bapisensors.sharepoint.com/sites/BAPIMediaLibrary/Shared%20Documents/Datasheets/Thermobuffer_NoPrice-v17.pdf | https://bapisensors.sharepoint.com/sites/BAPIMediaLibrary/Shared%20Documents/Instructions/19817_Ins_thermo_buffer-1.pdf
BA/10K2TBMAL4BB | BA/10K-2-TB-MAL-4-BB | THERMOBUFFER TEMP 4IN AL 10K-2 THMS BAPI BOX |  | https://bapisensors.sharepoint.com/sites/BAPIMediaLibrary/Shared%20Documents/Product%20Images/Thermobuffers_BB.png | https://bapisensors.sharepoint.com/sites/BAPIMediaLibrary/Shared%20Documents/Datasheets/Thermobuffer_NoPrice-v17.pdf | https://bapisensors.sharepoint.com/sites/BAPIMediaLibrary/Shared%20Documents/Instructions/19817_Ins_thermo_buffer-1.pdf
BA/10K2TBML4BB2 | BA/10K-2-TB-MAL-4-BB2 | THERMOBUFFER TEMP 4IN AL 10K-2 THMS BAPI BOX 2 |  | https://bapisensors.sharepoint.com/sites/BAPIMediaLibrary/Shared%20Documents/Product%20Images/Thermobuffers_BB2-1.png | https://bapisensors.sharepoint.com/sites/BAPIMediaLibrary/Shared%20Documents/Datasheets/Thermobuffer_NoPrice-v17.pdf | https://bapisensors.sharepoint.com/sites/BAPIMediaLibrary/Shared%20Documents/Instructions/19817_Ins_thermo_buffer-1.pdf
BA/10K2TBMAL4HB | BA/10K-2-TB-MAL-4-HB | THERMOBUFFER TEMP 4IN AL 10K-2 THMS HANG BRKT |  | https://bapisensors.sharepoint.com/sites/BAPIMediaLibrary/Shared%20Documents/Product%20Images/Thermobuffer_HangingBracket.png | https://bapisensors.sharepoint.com/sites/BAPIMediaLibrary/Shared%20Documents/Datasheets/Thermobuffer_NoPrice-v17.pdf | https://bapisensors.sharepoint.com/sites/BAPIMediaLibrary/Shared%20Documents/Instructions/19817_Ins_thermo_buffer-1.pdf
BA/10K2TBMAL2NB | BA/10K-2-TB-MAL-2-NB | THERMOBUFFER TEMP 4IN AL 10K-2 THMS NO BRKT |  | https://bapisensors.sharepoint.com/sites/BAPIMediaLibrary/Shared%20Documents/Product%20Images/Thermobuffer_HangingBracket.png | https://bapisensors.sharepoint.com/sites/BAPIMediaLibrary/Shared%20Documents/Datasheets/Thermobuffer_NoPrice-v17.pdf | https://bapisensors.sharepoint.com/sites/BAPIMediaLibrary/Shared%20Documents/Instructions/19817_Ins_thermo_buffer-1.pdf
BA/10K3TBMAL4BB | BA/10K-3-TB-MAL-4-BB | THERMOBUFFER TEMP 4IN AL 10K-3 THMS BAPI BOX |  | https://bapisensors.sharepoint.com/sites/BAPIMediaLibrary/Shared%20Documents/Product%20Images/Thermobuffers_BB.png | https://bapisensors.sharepoint.com/sites/BAPIMediaLibrary/Shared%20Documents/Datasheets/Thermobuffer_NoPrice-v17.pdf | https://bapisensors.sharepoint.com/sites/BAPIMediaLibrary/Shared%20Documents/Instructions/19817_Ins_thermo_buffer-1.pdf
BA/10K3TBML4BB2 | BA/10K-3-TB-MAL-4-BB2 | THERMOBUFFER TEMP 4IN AL 10K-3 THMS BAPI BOX 2 |  | https://bapisensors.sharepoint.com/sites/BAPIMediaLibrary/Shared%20Documents/Product%20Images/Thermobuffers_BB2-1.png | https://bapisensors.sharepoint.com/sites/BAPIMediaLibrary/Shared%20Documents/Datasheets/Thermobuffer_NoPrice-v17.pdf | https://bapisensors.sharepoint.com/sites/BAPIMediaLibrary/Shared%20Documents/Instructions/19817_Ins_thermo_buffer-1.pdf
BA/10K3TBMAL4HB | BA/10K-3-TB-MAL-4-HB | THERMOBUFFER TEMP 4IN AL 10K-3 THMS HANG BRKT |  | https://bapisensors.sharepoint.com/sites/BAPIMediaLibrary/Shared%20Documents/Product%20Images/Thermobuffer_HangingBracket.png | https://bapisensors.sharepoint.com/sites/BAPIMediaLibrary/Shared%20Documents/Datasheets/Thermobuffer_NoPrice-v17.pdf | https://bapisensors.sharepoint.com/sites/BAPIMediaLibrary/Shared%20Documents/Instructions/19817_Ins_thermo_buffer-1.pdf
BA/1KNITBMAL4BB | BA/1K[NI]-TB-MAL-4-BB | THERMOBUFFER TEMP 4IN AL 1K NICKL RTD BAPI BOX |  | https://bapisensors.sharepoint.com/sites/BAPIMediaLibrary/Shared%20Documents/Product%20Images/Thermobuffers_BB.png | https://bapisensors.sharepoint.com/sites/BAPIMediaLibrary/Shared%20Documents/Datasheets/Thermobuffer_NoPrice-v17.pdf | https://bapisensors.sharepoint.com/sites/BAPIMediaLibrary/Shared%20Documents/Instructions/19817_Ins_thermo_buffer-1.pdf
BA/1K7TBMAL4BB | BA/1K[375]-TB-MAL-4-BB | THERMOBUFFER TEMP 4IN AL 1K OHM 375 RTD BAPI BOX |  | https://bapisensors.sharepoint.com/sites/BAPIMediaLibrary/Shared%20Documents/Product%20Images/Thermobuffers_BB.png | https://bapisensors.sharepoint.com/sites/BAPIMediaLibrary/Shared%20Documents/Datasheets/Thermobuffer_NoPrice-v17.pdf | https://bapisensors.sharepoint.com/sites/BAPIMediaLibrary/Shared%20Documents/Instructions/19817_Ins_thermo_buffer-1.pdf
BA/1K7TBMAL4BB2 | BA/1K[375]-TB-MAL-4-BB2 | THERMOBUFFER TEMP 4IN AL 1K OHM 375 RTD BAPI BOX 2 |  | https://bapisensors.sharepoint.com/sites/BAPIMediaLibrary/Shared%20Documents/Product%20Images/Thermobuffers_BB2-1.png | https://bapisensors.sharepoint.com/sites/BAPIMediaLibrary/Shared%20Documents/Datasheets/Thermobuffer_NoPrice-v17.pdf | https://bapisensors.sharepoint.com/sites/BAPIMediaLibrary/Shared%20Documents/Instructions/19817_Ins_thermo_buffer-1.pdf
BA/1K7TBMAL4HB | BA/1K[375]-TB-MAL-4-HB | THERMOBUFFER TEMP 4IN AL 1K OHM 375 RTD HANG BRKT |  | https://bapisensors.sharepoint.com/sites/BAPIMediaLibrary/Shared%20Documents/Product%20Images/Thermobuffer_HangingBracket.png | https://bapisensors.sharepoint.com/sites/BAPIMediaLibrary/Shared%20Documents/Datasheets/Thermobuffer_NoPrice-v17.pdf | https://bapisensors.sharepoint.com/sites/BAPIMediaLibrary/Shared%20Documents/Instructions/19817_Ins_thermo_buffer-1.pdf
BA/1KTBMAL4BB | BA/1K-TB-MAL-4-BB | THERMOBUFFER TEMP 4IN AL 1K OHM 385 RTD BAPI BOX |  | https://bapisensors.sharepoint.com/sites/BAPIMediaLibrary/Shared%20Documents/Product%20Images/Thermobuffers_BB.png | https://bapisensors.sharepoint.com/sites/BAPIMediaLibrary/Shared%20Documents/Datasheets/Thermobuffer_NoPrice-v17.pdf | https://bapisensors.sharepoint.com/sites/BAPIMediaLibrary/Shared%20Documents/Instructions/19817_Ins_thermo_buffer-1.pdf
BA/1KTBMAL4BB2 | BA/1K-TB-MAL-4-BB2 | THERMOBUFFER TEMP 4IN AL 1K OHM 385 RTD BAPI BOX 2 |  | https://bapisensors.sharepoint.com/sites/BAPIMediaLibrary/Shared%20Documents/Product%20Images/Thermobuffers_BB2-1.png | https://bapisensors.sharepoint.com/sites/BAPIMediaLibrary/Shared%20Documents/Datasheets/Thermobuffer_NoPrice-v17.pdf | https://bapisensors.sharepoint.com/sites/BAPIMediaLibrary/Shared%20Documents/Instructions/19817_Ins_thermo_buffer-1.pdf
BA/20KTBMAL4BB2 | BA/20K-TB-MAL-4-BB2 | THERMOBUFFER TEMP 4IN AL 20K THMS BAPI BOX 2 |  | https://bapisensors.sharepoint.com/sites/BAPIMediaLibrary/Shared%20Documents/Product%20Images/Thermobuffers_BB2-1.png | https://bapisensors.sharepoint.com/sites/BAPIMediaLibrary/Shared%20Documents/Datasheets/Thermobuffer_NoPrice-v17.pdf | https://bapisensors.sharepoint.com/sites/BAPIMediaLibrary/Shared%20Documents/Instructions/19817_Ins_thermo_buffer-1.pdf
BA/100TBM3044BB | BA/100-TB-M304-4-BB | THERMOBUFFER TEMP 4IN SS 100 OHM RTD BAPI BOX |  | https://bapisensors.sharepoint.com/sites/BAPIMediaLibrary/Shared%20Documents/Product%20Images/Thermobuffers_BB.png | https://bapisensors.sharepoint.com/sites/BAPIMediaLibrary/Shared%20Documents/Datasheets/Thermobuffer_NoPrice-v17.pdf | https://bapisensors.sharepoint.com/sites/BAPIMediaLibrary/Shared%20Documents/Instructions/19817_Ins_thermo_buffer-1.pdf
BA/100TBM344BB2 | BA/100-TB-M304-4-BB2 | THERMOBUFFER TEMP 4IN SS 100 OHM RTD BAPI BOX 2 |  | https://bapisensors.sharepoint.com/sites/BAPIMediaLibrary/Shared%20Documents/Product%20Images/Thermobuffers_BB2-1.png | https://bapisensors.sharepoint.com/sites/BAPIMediaLibrary/Shared%20Documents/Datasheets/Thermobuffer_NoPrice-v17.pdf | https://bapisensors.sharepoint.com/sites/BAPIMediaLibrary/Shared%20Documents/Instructions/19817_Ins_thermo_buffer-1.pdf
BA/10K2TBM344BB | BA/10K-2-TB-M304-4-BB | THERMOBUFFER TEMP 4IN SS 10K-2 THMS BAPI BOX |  | https://bapisensors.sharepoint.com/sites/BAPIMediaLibrary/Shared%20Documents/Product%20Images/Thermobuffers_BB.png | https://bapisensors.sharepoint.com/sites/BAPIMediaLibrary/Shared%20Documents/Datasheets/Thermobuffer_NoPrice-v17.pdf | https://bapisensors.sharepoint.com/sites/BAPIMediaLibrary/Shared%20Documents/Instructions/19817_Ins_thermo_buffer-1.pdf
BA/102TBM344BB2 | BA/10K-2-TB-M304-4-BB2 | THERMOBUFFER TEMP 4IN SS 10K-2 THMS BAPI BOX 2 |  | https://bapisensors.sharepoint.com/sites/BAPIMediaLibrary/Shared%20Documents/Product%20Images/Thermobuffers_BB2-1.png | https://bapisensors.sharepoint.com/sites/BAPIMediaLibrary/Shared%20Documents/Datasheets/Thermobuffer_NoPrice-v17.pdf | https://bapisensors.sharepoint.com/sites/BAPIMediaLibrary/Shared%20Documents/Instructions/19817_Ins_thermo_buffer-1.pdf
BA/1K2TBM3044HB | BA/10K-2-TB-M304-4-HB | THERMOBUFFER TEMP 4IN SS 10K-2 THMS HANG BRKT |  | https://bapisensors.sharepoint.com/sites/BAPIMediaLibrary/Shared%20Documents/Product%20Images/Thermobuffer_HangingBracket.png | https://bapisensors.sharepoint.com/sites/BAPIMediaLibrary/Shared%20Documents/Datasheets/Thermobuffer_NoPrice-v17.pdf | https://bapisensors.sharepoint.com/sites/BAPIMediaLibrary/Shared%20Documents/Instructions/19817_Ins_thermo_buffer-1.pdf
BA/10K3TBM344BB | BA/10K-3-TB-M304-4-BB | THERMOBUFFER TEMP 4IN SS 10K-3 THMS BAPI BOX |  | https://bapisensors.sharepoint.com/sites/BAPIMediaLibrary/Shared%20Documents/Product%20Images/Thermobuffers_BB.png | https://bapisensors.sharepoint.com/sites/BAPIMediaLibrary/Shared%20Documents/Datasheets/Thermobuffer_NoPrice-v17.pdf | https://bapisensors.sharepoint.com/sites/BAPIMediaLibrary/Shared%20Documents/Instructions/19817_Ins_thermo_buffer-1.pdf
BA/103TBM344BB2 | BA/10K-3-TB-M304-4-BB2 | THERMOBUFFER TEMP 4IN SS 10K-3 THMS BAPI BOX 2 |  | https://bapisensors.sharepoint.com/sites/BAPIMediaLibrary/Shared%20Documents/Product%20Images/Thermobuffers_BB2-1.png | https://bapisensors.sharepoint.com/sites/BAPIMediaLibrary/Shared%20Documents/Datasheets/Thermobuffer_NoPrice-v17.pdf | https://bapisensors.sharepoint.com/sites/BAPIMediaLibrary/Shared%20Documents/Instructions/19817_Ins_thermo_buffer-1.pdf
BA/1K3TBM3044HB | BA/10K-3-TB-M304-4-HB | THERMOBUFFER TEMP 4IN SS 10K-3 THMS HANG BRKT |  | https://bapisensors.sharepoint.com/sites/BAPIMediaLibrary/Shared%20Documents/Product%20Images/Thermobuffer_HangingBracket.png | https://bapisensors.sharepoint.com/sites/BAPIMediaLibrary/Shared%20Documents/Datasheets/Thermobuffer_NoPrice-v17.pdf | https://bapisensors.sharepoint.com/sites/BAPIMediaLibrary/Shared%20Documents/Instructions/19817_Ins_thermo_buffer-1.pdf
BA/1K7TBM3044BB | BA/1K[375]-TB-M304-4-BB | THERMOBUFFER TEMP 4IN SS 1K OHM 375 RTD BAPI BOX |  | https://bapisensors.sharepoint.com/sites/BAPIMediaLibrary/Shared%20Documents/Product%20Images/Thermobuffers_BB.png | https://bapisensors.sharepoint.com/sites/BAPIMediaLibrary/Shared%20Documents/Datasheets/Thermobuffer_NoPrice-v17.pdf | https://bapisensors.sharepoint.com/sites/BAPIMediaLibrary/Shared%20Documents/Instructions/19817_Ins_thermo_buffer-1.pdf
BA/1K7TBM344BB2 | BA/1K[375]-TB-M304-4-BB2 | THERMOBUFFER TEMP 4IN SS 1K OHM 375 RTD BAPI BOX 2 |  | https://bapisensors.sharepoint.com/sites/BAPIMediaLibrary/Shared%20Documents/Product%20Images/Thermobuffers_BB2-1.png | https://bapisensors.sharepoint.com/sites/BAPIMediaLibrary/Shared%20Documents/Datasheets/Thermobuffer_NoPrice-v17.pdf | https://bapisensors.sharepoint.com/sites/BAPIMediaLibrary/Shared%20Documents/Instructions/19817_Ins_thermo_buffer-1.pdf
BA/1K7TBM3044HB | BA/1K[375]-TB-M304-4-HB | THERMOBUFFER TEMP 4IN SS 1K OHM 375 RTD HANG BRKT |  | https://bapisensors.sharepoint.com/sites/BAPIMediaLibrary/Shared%20Documents/Product%20Images/Thermobuffer_HangingBracket.png | https://bapisensors.sharepoint.com/sites/BAPIMediaLibrary/Shared%20Documents/Datasheets/Thermobuffer_NoPrice-v17.pdf | https://bapisensors.sharepoint.com/sites/BAPIMediaLibrary/Shared%20Documents/Instructions/19817_Ins_thermo_buffer-1.pdf
BA/1KTBM3044BB | BA/1K-TB-M304-4-BB | THERMOBUFFER TEMP 4IN SS 1K OHM 385 RTD BAPI BOX |  | https://bapisensors.sharepoint.com/sites/BAPIMediaLibrary/Shared%20Documents/Product%20Images/Thermobuffers_BB.png | https://bapisensors.sharepoint.com/sites/BAPIMediaLibrary/Shared%20Documents/Datasheets/Thermobuffer_NoPrice-v17.pdf | https://bapisensors.sharepoint.com/sites/BAPIMediaLibrary/Shared%20Documents/Instructions/19817_Ins_thermo_buffer-1.pdf
BA/1KTBMAL4HBNB | BA/1K-TB-MAL-4-HB-NB | THERMOBUFFER TEMP 4IN SS 1K OHM 385 RTD HANGN BRAC |  | https://bapisensors.sharepoint.com/sites/BAPIMediaLibrary/Shared%20Documents/Product%20Images/Thermobuffer_HangingBracket.png | https://bapisensors.sharepoint.com/sites/BAPIMediaLibrary/Shared%20Documents/Datasheets/Thermobuffer_NoPrice-v17.pdf | https://bapisensors.sharepoint.com/sites/BAPIMediaLibrary/Shared%20Documents/Instructions/19817_Ins_thermo_buffer-1.pdf
BA/1K-TB-M304-2-HB-BBX-25 | BA/1K-TB-M304-2-HB-BBX-25 | THERMOBUFFER TEMP SENSOR |  | https://bapisensors.sharepoint.com/sites/BAPIMediaLibrary/Shared%20Documents/Product%20Images/Thermobuffer_BBX-_2inch_300pix.png | https://bapisensors.sharepoint.com/sites/BAPIMediaLibrary/Shared%20Documents/Datasheets/Thermobuffer_NoPrice-v17.pdf | https://bapisensors.sharepoint.com/sites/BAPIMediaLibrary/Shared%20Documents/Instructions/19817_Ins_thermo_buffer-1.pdf
BA/2MB | BA/2"MB | THERMOWELL, BRASS, 2.00" LENGTH, 1/2" NPT EXTERNAL, 1/2" NPSM INTERNAL |  |  | https://bapisensors.sharepoint.com/sites/BAPIMediaLibrary/Shared%20Documents/Datasheets/Thermowells_NoPrice-v17.pdf | https://bapisensors.sharepoint.com/sites/BAPIMediaLibrary/Shared%20Documents/Instructions/8757_ins_thermowells.pdf
BA/4MB | BA/4"MB | THERMOWELL, BRASS, 4.00" LENGTH, 1/2" NPT EXTERNAL, 1/2" NPSM INTERNAL |  | https://assets.kele.com/assets/product/w_300/keklcsaxpa0v09lvvbq0/ba2mb.jpg | https://bapisensors.sharepoint.com/sites/BAPIMediaLibrary/Shared%20Documents/Datasheets/Thermowells_NoPrice-v17.pdf | https://bapisensors.sharepoint.com/sites/BAPIMediaLibrary/Shared%20Documents/Instructions/8757_ins_thermowells.pdf
BA/6MB | BA/6"MB | THERMOWELL, BRASS, 6.00" LENGTH, 1/2" NPT EXTERNAL, 1/2" NPSM INTERNAL |  | https://assets.kele.com/assets/product/w_300/keklcsaxpa0v09lvvbq0/ba2mb.jpg | https://bapisensors.sharepoint.com/sites/BAPIMediaLibrary/Shared%20Documents/Datasheets/Thermowells_NoPrice-v17.pdf | https://bapisensors.sharepoint.com/sites/BAPIMediaLibrary/Shared%20Documents/Instructions/8757_ins_thermowells.pdf
BA/12M304 | BA/12"M304 | THERMOWELL, STAINLESS STEEL, 12.00" LENGTH, 1/2" NPT EXTERNAL, 1/2" NPSM INTERNAL |  |  | https://bapisensors.sharepoint.com/sites/BAPIMediaLibrary/Shared%20Documents/Datasheets/Thermowells_NoPrice-v17.pdf | https://bapisensors.sharepoint.com/sites/BAPIMediaLibrary/Shared%20Documents/Instructions/8757_ins_thermowells.pdf
BA/2M304 | BA/2"M304 | THERMOWELL, STAINLESS STEEL, 2.00" LENGTH, 1/2" NPT EXTERNAL, 1/2" NPSM INTERNAL |  |  | https://bapisensors.sharepoint.com/sites/BAPIMediaLibrary/Shared%20Documents/Datasheets/Thermowells_NoPrice-v17.pdf | https://bapisensors.sharepoint.com/sites/BAPIMediaLibrary/Shared%20Documents/Instructions/8757_ins_thermowells.pdf
BA/2M316 | BA/2"M316 | THERMOWELL, STAINLESS STEEL, 2.00" LENGTH, 1/2" NPT EXTERNAL, 1/2" NPSM INTERNAL |  |  | https://bapisensors.sharepoint.com/sites/BAPIMediaLibrary/Shared%20Documents/Datasheets/Thermowells_NoPrice-v17.pdf | https://bapisensors.sharepoint.com/sites/BAPIMediaLibrary/Shared%20Documents/Instructions/8757_ins_thermowells.pdf
BA/4M304 | BA/4"M304 | THERMOWELL, STAINLESS STEEL, 4.00" LENGTH, 1/2" NPT EXTERNAL, 1/2" NPSM INTERNAL |  |  | https://bapisensors.sharepoint.com/sites/BAPIMediaLibrary/Shared%20Documents/Datasheets/Thermowells_NoPrice-v17.pdf | https://bapisensors.sharepoint.com/sites/BAPIMediaLibrary/Shared%20Documents/Instructions/8757_ins_thermowells.pdf
BA/4M316 | BA/4"M316 | THERMOWELL, STAINLESS STEEL, 4.00" LENGTH, 1/2" NPT EXTERNAL, 1/2" NPSM INTERNAL |  |  | https://bapisensors.sharepoint.com/sites/BAPIMediaLibrary/Shared%20Documents/Datasheets/Thermowells_NoPrice-v17.pdf | https://bapisensors.sharepoint.com/sites/BAPIMediaLibrary/Shared%20Documents/Instructions/8757_ins_thermowells.pdf
BA/6M304 | BA/6"M304 | THERMOWELL, STAINLESS STEEL, 6.00" LENGTH, 1/2" NPT EXTERNAL, 1/2" NPSM INTERNAL |  |  | https://bapisensors.sharepoint.com/sites/BAPIMediaLibrary/Shared%20Documents/Datasheets/Thermowells_NoPrice-v17.pdf | https://bapisensors.sharepoint.com/sites/BAPIMediaLibrary/Shared%20Documents/Instructions/8757_ins_thermowells.pdf
BA/8M304 | BA/8"M304 | THERMOWELL, STAINLESS STEEL, 8.00" LENGTH, 1/2" NPT EXTERNAL, 1/2" NPSM INTERNAL |  |  | https://bapisensors.sharepoint.com/sites/BAPIMediaLibrary/Shared%20Documents/Datasheets/Thermowells_NoPrice-v17.pdf | https://bapisensors.sharepoint.com/sites/BAPIMediaLibrary/Shared%20Documents/Instructions/8757_ins_thermowells.pdf
BA/T1K(20 TO 120F)-I-8"-BBX | BA/T1K(20 TO 120F)-I-8"-BBX | TRANS IMMERSION, OUT 4-20MA, TEMP RANG 20-120F, 8" PROBE, BAPI BOX |  | https://bapisensors.sharepoint.com/sites/BAPIMediaLibrary/Shared%20Documents/Product%20Images/Immersion_BBX_Trans.png | https://bapisensors.sharepoint.com/sites/BAPIMediaLibrary/Shared%20Documents/Datasheets/Immersion_temp_NoPrice-v17.pdf | https://bapisensors.sharepoint.com/sites/BAPIMediaLibrary/Shared%20Documents/Instructions/20918_ins_Immersion_Active.pdf
BA/T1K(20 TO 120F)-RA-2'-BBX | BA/T1K(20 TO 120F)-RA-2'-BBX | TRANS OUTPUT4-20MA, TEMP RANG 20-120F, 2FT PROBE BAPI BOX |  | https://bapisensors.sharepoint.com/sites/BAPIMediaLibrary/Shared%20Documents/Product%20Images/Rigid-Avg-BBX-Trans.png | https://bapisensors.sharepoint.com/sites/BAPIMediaLibrary/Shared%20Documents/Datasheets/Rigid_Averaging_temp_NoPrice-v17.pdf | https://bapisensors.sharepoint.com/sites/BAPIMediaLibrary/Shared%20Documents/Instructions/37722_ins_rigidavg_active_bbx.pdf
BA/TS2 | BA/TS2 | TRANSIENT SUPPRESSOR |  |  | https://bapisensors.sharepoint.com/sites/BAPIMediaLibrary/Shared%20Documents/Datasheets/TS1_TS2_NoPrice.pdf | https://bapisensors.sharepoint.com/sites/BAPIMediaLibrary/Shared%20Documents/Instructions/12212_ins_TS1_TS2.pdf
BA/TS1 | BA/TS1 | TS1 TRANSIENT SUPPRESSOR BI-POLAR |  |  | https://bapisensors.sharepoint.com/sites/BAPIMediaLibrary/Shared%20Documents/Datasheets/TS1_TS2_NoPrice.pdf | https://bapisensors.sharepoint.com/sites/BAPIMediaLibrary/Shared%20Documents/Instructions/12212_ins_TS1_TS2.pdf
BA/TURB-TRK | BA/TURB-TRK | TURB TERMINAL UNIT RELAY BOARD W/TRACK |  |  | https://bapisensors.sharepoint.com/sites/BAPIMediaLibrary/Shared%20Documents/Datasheets/TURB_ETA_NoPrice.pdf | https://bapisensors.sharepoint.com/sites/BAPIMediaLibrary/Shared%20Documents/Instructions/16524_ins_turb.pdf
ZPS-ACC10-V | ZPS-ACC10-V | VERTICAL PRESSURE SENSOR ASSEMBLY |  | https://bapisensors.sharepoint.com/sites/BAPIMediaLibrary/Shared%20Documents/Product%20Images/ACC10-V.png | https://bapisensors.sharepoint.com/sites/BAPIMediaLibrary/Shared%20Documents/Datasheets/Outside_Air_Pickup_NoPrice-v17.pdf | https://bapisensors.sharepoint.com/sites/BAPIMediaLibrary/Shared%20Documents/Instructions/19047_ins_zps_acc_out_pickup_v.pdf
BA/VOC10-D-BB | BA/VOC10-D-BB | VOC DUCT MOUNTED 0-10 VDC |  |  | https://bapisensors.sharepoint.com/sites/BAPIMediaLibrary/Shared%20Documents/Datasheets/VOC_Duct_Sensor_NoPrice-v17.pdf | https://bapisensors.sharepoint.com/sites/BAPIMediaLibrary/Shared%20Documents/Instructions/40699_ins_VOC_3LED_BB.pdf
BA/VOC05-D-BB | BA/VOC05-D-BB | VOC DUCT MOUNTED 0-5 VDC |  |  | https://bapisensors.sharepoint.com/sites/BAPIMediaLibrary/Shared%20Documents/Datasheets/VOC_Duct_Sensor_NoPrice-v17.pdf | https://bapisensors.sharepoint.com/sites/BAPIMediaLibrary/Shared%20Documents/Instructions/40699_ins_VOC_3LED_BB.pdf
BA/VOM-BLE-10-C-F-EZ | BA/VOM-BLE-10-C-F-EZ | VOLTAGE OUTPUT MODULE, 0-10V, 50-90F |  |  | https://bapisensors.sharepoint.com/sites/BAPIMediaLibrary/Shared%20Documents/Datasheets/Wireless_BLE_VOM_NoPrice.pdf | https://bapisensors.sharepoint.com/sites/BAPIMediaLibrary/Shared%20Documents/Instructions/50335_Wireless_BLE_Receiver_AOM.pdf
BA/VOM-BLE-05-H-F-EZ | BA/VOM-BLE-05-H-F-EZ | VOLTAGE OUTPUT MODULE, 0-5V, -20-120F |  |  | https://bapisensors.sharepoint.com/sites/BAPIMediaLibrary/Shared%20Documents/Datasheets/Wireless_BLE_VOM_NoPrice.pdf | https://bapisensors.sharepoint.com/sites/BAPIMediaLibrary/Shared%20Documents/Instructions/50335_Wireless_BLE_Receiver_AOM.pdf
BA/VOM-BLE-05-C-F-EZ | BA/VOM-BLE-05-C-F-EZ | VOLTAGE OUTPUT MODULE, 0-5V, 50-90F |  |  | https://bapisensors.sharepoint.com/sites/BAPIMediaLibrary/Shared%20Documents/Datasheets/Wireless_BLE_VOM_NoPrice.pdf | https://bapisensors.sharepoint.com/sites/BAPIMediaLibrary/Shared%20Documents/Instructions/50335_Wireless_BLE_Receiver_AOM.pdf
BA/3KRC12ZCG | BA/3K-R-C12-Z-CG | WALL 3K THMS DELTA STYLE NO OVR RJ12 |  | https://bapisensors.sharepoint.com/sites/BAPIMediaLibrary/Shared%20Documents/Product%20Images/Delta_Room_Units1.png | https://bapisensors.sharepoint.com/sites/BAPIMediaLibrary/Shared%20Documents/Datasheets/BS4_Delta_NoDisplay_NoPrice.pdf | https://bapisensors.sharepoint.com/sites/BAPIMediaLibrary/Shared%20Documents/Instructions/9522_ins_uni6_rsoc.pdf
BA/1K375LP | BA/1K[375]-LP | WALL BUTTON 100 OHM RTD |  |  | https://www.bapihvac.com/wp-content/uploads/.pdf | https://www.bapihvac.com/wp-content/uploads/.pdf
BA/1K375LP10 | BA/1K[375]-LP-10 | WALL BUTTON 100 OHM RTD 10 FT LEAD |  |  | https://bapisensors.sharepoint.com/sites/BAPIMediaLibrary/Shared%20Documents/Datasheets/LowProfile_Button_Sensor_NoPrice-v17.pdf | https://bapisensors.sharepoint.com/sites/BAPIMediaLibrary/Shared%20Documents/Instructions/23961_ins_LP.pdf
BA/1K375LP15 | BA/1K[375]-LP-15 | WALL BUTTON 100 OHM RTD 15 FT LEAD |  |  | https://bapisensors.sharepoint.com/sites/BAPIMediaLibrary/Shared%20Documents/Datasheets/LowProfile_Button_Sensor_NoPrice-v17.pdf | https://bapisensors.sharepoint.com/sites/BAPIMediaLibrary/Shared%20Documents/Instructions/23961_ins_LP.pdf
BA/1KALP | BA/1K[A]-LP | WALL BUTTON 1K OHM 385 RTD HI ACCY |  |  | https://bapisensors.sharepoint.com/sites/BAPIMediaLibrary/Shared%20Documents/Datasheets/LowProfile_Button_Sensor_NoPrice-v17.pdf | https://bapisensors.sharepoint.com/sites/BAPIMediaLibrary/Shared%20Documents/Instructions/23961_ins_LP.pdf
BA/100APO | BA/100-AP-O | WALL PLATE 100 RTD ALUM PB OVRRDE |  |  | https://bapisensors.sharepoint.com/sites/BAPIMediaLibrary/Shared%20Documents/Datasheets/WallPlates_temp_NoPrice-v17.pdf | https://bapisensors.sharepoint.com/sites/BAPIMediaLibrary/Shared%20Documents/Instructions/8587_ins_sp_ap_o_01_02.pdf
BA/10K3-SP631 | BA/10K3-SP631 | WALL S/S LOUVERED PLATE 10K THMS 3 |  | https://bapisensors.sharepoint.com/sites/BAPIMediaLibrary/Shared%20Documents/Product%20Images/Louver_WallPlate.png | https://bapisensors.sharepoint.com/sites/BAPIMediaLibrary/Shared%20Documents/Datasheets/Wall_Plates_Datasheet.pdf | https://bapisensors.sharepoint.com/sites/BAPIMediaLibrary/Shared%20Documents/Instructions/8588_ins_SP_AP.pdf
BA/100-SP | BA/100-SP | WALL S/S PLATE 100 OHM RTD 385 |  |  | https://bapisensors.sharepoint.com/sites/BAPIMediaLibrary/Shared%20Documents/Datasheets/WallPlates_temp_NoPrice-v17.pdf | https://bapisensors.sharepoint.com/sites/BAPIMediaLibrary/Shared%20Documents/Instructions/8588_ins_SP_AP.pdf
BA/100K-SP | BA/100K-SP | WALL S/S PLATE 100K THMS |  |  | https://bapisensors.sharepoint.com/sites/BAPIMediaLibrary/Shared%20Documents/Datasheets/WallPlates_temp_NoPrice-v17.pdf | https://bapisensors.sharepoint.com/sites/BAPIMediaLibrary/Shared%20Documents/Instructions/8588_ins_SP_AP.pdf
BA/3.25KSP | BA/3.25K-SP | WALL S/S PLATE 3.25K THMS |  |  | https://bapisensors.sharepoint.com/sites/BAPIMediaLibrary/Shared%20Documents/Datasheets/WallPlates_temp_NoPrice-v17.pdf | https://bapisensors.sharepoint.com/sites/BAPIMediaLibrary/Shared%20Documents/Instructions/8588_ins_SP_AP.pdf
BA/3.25KSPO | BA/3.25K-SP-O | WALL S/S PLATE 3.25K THMS PB OVR |  |  | https://bapisensors.sharepoint.com/sites/BAPIMediaLibrary/Shared%20Documents/Datasheets/WallPlates_temp_NoPrice-v17.pdf | https://bapisensors.sharepoint.com/sites/BAPIMediaLibrary/Shared%20Documents/Instructions/8587_ins_sp_ap_o_01_02.pdf
BA/3KSP | BA/3K-SP | WALL S/S PLATE 3K THMS |  |  | https://bapisensors.sharepoint.com/sites/BAPIMediaLibrary/Shared%20Documents/Datasheets/WallPlates_temp_NoPrice-v17.pdf | https://bapisensors.sharepoint.com/sites/BAPIMediaLibrary/Shared%20Documents/Instructions/8588_ins_SP_AP.pdf
BA/3KSPK | BA/3K-SP-K | WALL S/S PLATE 3K THMS KEY OVR |  |  | https://bapisensors.sharepoint.com/sites/BAPIMediaLibrary/Shared%20Documents/Datasheets/Wall_Plates_Datasheet.pdf | https://bapisensors.sharepoint.com/sites/BAPIMediaLibrary/Shared%20Documents/Instructions/8588_ins_SP_AP.pdf
BA/3KSP631 | BA/3K-SP-631 | WALL S/S PLATE 3K THMS LOUVRED |  |  | https://bapisensors.sharepoint.com/sites/BAPIMediaLibrary/Shared%20Documents/Datasheets/WallPlates_temp_NoPrice-v17.pdf | https://bapisensors.sharepoint.com/sites/BAPIMediaLibrary/Shared%20Documents/Instructions/8588_ins_SP_AP.pdf
BA/3KSPZ42ZCG | BA/3K-SP-Z42-Z-CG | WALL S/S PLATE 3K THMS NO OVR |  |  | https://bapisensors.sharepoint.com/sites/BAPIMediaLibrary/Shared%20Documents/Datasheets/WallPlates_temp_NoPrice-v17.pdf | https://bapisensors.sharepoint.com/sites/BAPIMediaLibrary/Shared%20Documents/Instructions/8588_ins_SP_AP.pdf
BA/3KSPO | BA/3K-SP-O | WALL S/S PLATE 3K THMS PB OVR |  |  | https://bapisensors.sharepoint.com/sites/BAPIMediaLibrary/Shared%20Documents/Datasheets/WallPlates_temp_NoPrice-v17.pdf | https://bapisensors.sharepoint.com/sites/BAPIMediaLibrary/Shared%20Documents/Instructions/8587_ins_sp_ap_o_01_02.pdf
BA/3KSPO2 | BA/3K-SP-O2 | WALL S/S PLATE 3K THMS PB OVR |  |  | https://bapisensors.sharepoint.com/sites/BAPIMediaLibrary/Shared%20Documents/Datasheets/WallPlates_temp_NoPrice-v17.pdf | https://bapisensors.sharepoint.com/sites/BAPIMediaLibrary/Shared%20Documents/Instructions/8587_ins_sp_ap_o_01_02.pdf
BA/3KSPSEC1 | BA/3K-SP-SEC1 | WALL S/S PLATE 3K THMS SEC SCRW |  |  | https://bapisensors.sharepoint.com/sites/BAPIMediaLibrary/Shared%20Documents/Datasheets/WallPlates_temp_NoPrice-v17.pdf | https://bapisensors.sharepoint.com/sites/BAPIMediaLibrary/Shared%20Documents/Instructions/8588_ins_SP_AP.pdf
BA/592SP | BA/592-SP | WALL S/S PLATE 592 SEMI |  |  | https://bapisensors.sharepoint.com/sites/BAPIMediaLibrary/Shared%20Documents/Datasheets/WallPlates_temp_NoPrice-v17.pdf | https://bapisensors.sharepoint.com/sites/BAPIMediaLibrary/Shared%20Documents/Instructions/8588_ins_SP_AP.pdf
BA/592SPK | BA/592-SP-K | WALL S/S PLATE 592 SEMI KEY OVR |  |  | https://bapisensors.sharepoint.com/sites/BAPIMediaLibrary/Shared%20Documents/Datasheets/Wall_Plates_Datasheet.pdf | https://bapisensors.sharepoint.com/sites/BAPIMediaLibrary/Shared%20Documents/Instructions/8587_ins_sp_ap_o_01_02.pdf
BA/592SPO | BA/592-SP-O | WALL S/S PLATE 592 SEMI PB OVR |  |  | https://bapisensors.sharepoint.com/sites/BAPIMediaLibrary/Shared%20Documents/Datasheets/WallPlates_temp_NoPrice-v17.pdf | https://bapisensors.sharepoint.com/sites/BAPIMediaLibrary/Shared%20Documents/Instructions/8587_ins_sp_ap_o_01_02.pdf
BA/59210KSP631 | BA/592-10K-SP-631 | WALL S/S PLATE 592-10K SEMI LOURVED |  |  | https://bapisensors.sharepoint.com/sites/BAPIMediaLibrary/Shared%20Documents/Datasheets/WallPlates_temp_NoPrice-v17.pdf | https://bapisensors.sharepoint.com/sites/BAPIMediaLibrary/Shared%20Documents/Instructions/8588_ins_SP_AP.pdf
BA/59210KSPO | BA/592-10K-SP-O | WALL S/S PLATE 592-10K SEMI PB OVR |  |  | https://bapisensors.sharepoint.com/sites/BAPIMediaLibrary/Shared%20Documents/Datasheets/WallPlates_temp_NoPrice-v17.pdf | https://bapisensors.sharepoint.com/sites/BAPIMediaLibrary/Shared%20Documents/Instructions/8587_ins_sp_ap_o_01_02.pdf
BA/59210KSPSEC1 | BA/592-10K-SP-SEC1 | WALL S/S PLATE 592-10K SEMI SEC SCRW |  |  | https://bapisensors.sharepoint.com/sites/BAPIMediaLibrary/Shared%20Documents/Datasheets/WallPlates_temp_NoPrice-v17.pdf | https://bapisensors.sharepoint.com/sites/BAPIMediaLibrary/Shared%20Documents/Instructions/8588_ins_SP_AP.pdf
BA/3K-SP-C35 | BA/3K-SP-C35 | WALL S/SL PLATE 3K THMS W/JACK |  |  | https://bapisensors.sharepoint.com/sites/BAPIMediaLibrary/Shared%20Documents/Datasheets/WallPlates_temp_NoPrice-v17.pdf | https://bapisensors.sharepoint.com/sites/BAPIMediaLibrary/Shared%20Documents/Instructions/8588_ins_SP_AP.pdf
BA/1.8KAP | BA/1.8K-AP | WALL 1.8K THMS ALUM PLATE |  |  | https://bapisensors.sharepoint.com/sites/BAPIMediaLibrary/Shared%20Documents/Datasheets/WallPlates_temp_NoPrice-v17.pdf | https://bapisensors.sharepoint.com/sites/BAPIMediaLibrary/Shared%20Documents/Instructions/8588_ins_SP_AP.pdf
BA/1.8KR60L5ZCG | BA/1.8K-R60L5-Z-CG | WALL 1.8K THMS DELTA NO OVR |  | https://bapisensors.sharepoint.com/sites/BAPIMediaLibrary/Shared%20Documents/Product%20Images/Delta_Room_Units1.png | https://bapisensors.sharepoint.com/sites/BAPIMediaLibrary/Shared%20Documents/Datasheets/BS4_Delta_NoDisplay_NoPrice.pdf | https://bapisensors.sharepoint.com/sites/BAPIMediaLibrary/Shared%20Documents/Instructions/9522_ins_uni6_rsoc.pdf
BA/1.8K-SP | BA/1.8K-SP | WALL 1.8K THMS S/S PLATE |  |  | https://bapisensors.sharepoint.com/sites/BAPIMediaLibrary/Shared%20Documents/Datasheets/WallPlates_temp_NoPrice-v17.pdf | https://bapisensors.sharepoint.com/sites/BAPIMediaLibrary/Shared%20Documents/Instructions/8588_ins_SP_AP.pdf
BA/1.8KSPC10ZCG | BA/1.8K-SP-C10-Z-CG | WALL 1.8K THMS S/S PLATE |  |  | https://bapisensors.sharepoint.com/sites/BAPIMediaLibrary/Shared%20Documents/Datasheets/WallPlates_temp_NoPrice-v17.pdf | https://bapisensors.sharepoint.com/sites/BAPIMediaLibrary/Shared%20Documents/Instructions/8588_ins_SP_AP.pdf
BA/1.8KSPC40O2N | BA/1.8K-SP-C40-O2-N-CG | WALL 1.8K THMS S/S PLATE |  |  | https://bapisensors.sharepoint.com/sites/BAPIMediaLibrary/Shared%20Documents/Datasheets/WallPlates_temp_NoPrice-v17.pdf | https://bapisensors.sharepoint.com/sites/BAPIMediaLibrary/Shared%20Documents/Instructions/8587_ins_sp_ap_o_01_02.pdf
BA/1.8KSPO | BA/1.8K-SP-O | WALL 1.8K THMS S/S PLATE OVRRDE |  |  | https://bapisensors.sharepoint.com/sites/BAPIMediaLibrary/Shared%20Documents/Datasheets/WallPlates_temp_NoPrice-v17.pdf | https://bapisensors.sharepoint.com/sites/BAPIMediaLibrary/Shared%20Documents/Instructions/8587_ins_sp_ap_o_01_02.pdf
BA/1.8KSPO2 | BA/1.8K-SP-O2 | WALL 1.8K THMS S/S PLATE OVRRDE |  |  | https://bapisensors.sharepoint.com/sites/BAPIMediaLibrary/Shared%20Documents/Datasheets/WallPlates_temp_NoPrice-v17.pdf | https://bapisensors.sharepoint.com/sites/BAPIMediaLibrary/Shared%20Documents/Instructions/8587_ins_sp_ap_o_01_02.pdf
BA/1.8KSPO2G24 | BA/1.8K-SP-O2G24 | WALL 1.8K THMS S/S PLATE OVRRDE GRN LED |  |  | https://bapisensors.sharepoint.com/sites/BAPIMediaLibrary/Shared%20Documents/Datasheets/WallPlates_temp_NoPrice-v17.pdf | https://bapisensors.sharepoint.com/sites/BAPIMediaLibrary/Shared%20Documents/Instructions/8587_ins_sp_ap_o_01_02.pdf
BA/1.8KSPO2R24 | BA/1.8K-SP-O2R24 | WALL 1.8K THMS S/S PLATE OVRRDE RED LED |  |  | https://bapisensors.sharepoint.com/sites/BAPIMediaLibrary/Shared%20Documents/Datasheets/WallPlates_temp_NoPrice-v17.pdf | https://bapisensors.sharepoint.com/sites/BAPIMediaLibrary/Shared%20Documents/Instructions/8587_ins_sp_ap_o_01_02.pdf
BA/1.8K-SP-SEC1 | BA/1.8K-SP-SEC1 | WALL 1.8K THMS S/S WALL PLATE W/ SECURITY SCREWS |  |  | https://bapisensors.sharepoint.com/sites/BAPIMediaLibrary/Shared%20Documents/Datasheets/WallPlates_temp_NoPrice-v17.pdf | https://bapisensors.sharepoint.com/sites/BAPIMediaLibrary/Shared%20Documents/Instructions/8588_ins_SP_AP.pdf
BA/100KRBM100 | BA/100K-R-BM100 | WALL 100K THMS DELTA STYLE THERMOMETER C |  | https://bapisensors.sharepoint.com/sites/BAPIMediaLibrary/Shared%20Documents/Product%20Images/Delta_Room_Units1.png | https://bapisensors.sharepoint.com/sites/BAPIMediaLibrary/Shared%20Documents/Datasheets/BS4_Delta_NoDisplay_NoPrice.pdf | https://bapisensors.sharepoint.com/sites/BAPIMediaLibrary/Shared%20Documents/Instructions/9522_ins_uni6_rsoc.pdf
BA/10K-2-R-Z-CG-BW | BA/10K-2-R-Z-CG-BW | WALL 10K-2 THMS DELTA NO OVR |  | https://bapisensors.sharepoint.com/sites/BAPIMediaLibrary/Shared%20Documents/Product%20Images/Delta_Room_Units1.png | https://bapisensors.sharepoint.com/sites/BAPIMediaLibrary/Shared%20Documents/Datasheets/BS4_Delta_NoDisplay_NoPrice.pdf | https://bapisensors.sharepoint.com/sites/BAPIMediaLibrary/Shared%20Documents/Instructions/9522_ins_uni6_rsoc.pdf
BA/10K2R63L6ZCG | BA/10K-2-R63L6-Z-CG | WALL 10K-2 THMS DELTA NO OVR |  | https://bapisensors.sharepoint.com/sites/BAPIMediaLibrary/Shared%20Documents/Product%20Images/Delta_Room_Units1.png | https://bapisensors.sharepoint.com/sites/BAPIMediaLibrary/Shared%20Documents/Datasheets/BS4_Delta_NoDisplay_NoPrice.pdf | https://bapisensors.sharepoint.com/sites/BAPIMediaLibrary/Shared%20Documents/Instructions/9522_ins_uni6_rsoc.pdf
BA/10K2RZC35CG | BA/10K-2-R-Z-C35-CG-BW | WALL 10K-2 THMS DELTA NO OVR |  | https://bapisensors.sharepoint.com/sites/BAPIMediaLibrary/Shared%20Documents/Product%20Images/Delta_Room_Units1.png | https://bapisensors.sharepoint.com/sites/BAPIMediaLibrary/Shared%20Documents/Datasheets/BS4_Delta_NoDisplay_NoPrice.pdf | https://bapisensors.sharepoint.com/sites/BAPIMediaLibrary/Shared%20Documents/Instructions/9522_ins_uni6_rsoc.pdf
BA/10K2R81L6ZC3 | BA/10K-2-R81L6-Z-C35-BM5090-CG | WALL 10K-2 THMS DELTA THERMOMETER F |  | https://bapisensors.sharepoint.com/sites/BAPIMediaLibrary/Shared%20Documents/Product%20Images/Delta_Style_BM5090.png | https://bapisensors.sharepoint.com/sites/BAPIMediaLibrary/Shared%20Documents/Datasheets/Delta_Style_Temperature_Sensors.pdf | https://bapisensors.sharepoint.com/sites/BAPIMediaLibrary/Shared%20Documents/Instructions/9522_ins_uni6_rsoc.pdf
BA/10K2-SP631 | BA/10K2-SP631 | WALL 10K-2 THMS S/S LOUVERED PLATE |  | https://bapisensors.sharepoint.com/sites/BAPIMediaLibrary/Shared%20Documents/Product%20Images/Louver_WallPlate.png | https://bapisensors.sharepoint.com/sites/BAPIMediaLibrary/Shared%20Documents/Datasheets/Wall_Plates_Datasheet.pdf | https://bapisensors.sharepoint.com/sites/BAPIMediaLibrary/Shared%20Documents/Instructions/8588_ins_SP_AP.pdf
BA/10K2XPSP631 | BA/10K-2[XP]-SP-631 | WALL 10K-2 THMS S/S LOUVERED PLATE HI ACCY |  | https://bapisensors.sharepoint.com/sites/BAPIMediaLibrary/Shared%20Documents/Product%20Images/Louver_WallPlate.png | https://bapisensors.sharepoint.com/sites/BAPIMediaLibrary/Shared%20Documents/Datasheets/Wall_Plates_Datasheet.pdf | https://bapisensors.sharepoint.com/sites/BAPIMediaLibrary/Shared%20Documents/Instructions/8588_ins_SP_AP.pdf
BA/10K2SPSEC1 | BA/10K-2-SP-SEC1 | WALL 10K-2- THMS SECURITY SCREWS W/PLATE |  |  | https://bapisensors.sharepoint.com/sites/BAPIMediaLibrary/Shared%20Documents/Datasheets/WallPlates_temp_NoPrice-v17.pdf | https://bapisensors.sharepoint.com/sites/BAPIMediaLibrary/Shared%20Documents/Instructions/8588_ins_SP_AP.pdf
BA/10K-3-AP | BA/10K-3-AP | WALL 10K-3 ALUMINUM PLATE |  |  | https://bapisensors.sharepoint.com/sites/BAPIMediaLibrary/Shared%20Documents/Datasheets/WallPlates_temp_NoPrice-v17.pdf | https://bapisensors.sharepoint.com/sites/BAPIMediaLibrary/Shared%20Documents/Instructions/8588_ins_SP_AP.pdf
BA/10K311KR00LN | BA/10K-3[11K]-R00L2-N-CG | WALL 10K-3 THMS 11K SHUNT DELTA |  | https://bapisensors.sharepoint.com/sites/BAPIMediaLibrary/Shared%20Documents/Product%20Images/Delta_Room_Units1.png | https://bapisensors.sharepoint.com/sites/BAPIMediaLibrary/Shared%20Documents/Datasheets/BS4_Delta_NoDisplay_NoPrice.pdf | https://bapisensors.sharepoint.com/sites/BAPIMediaLibrary/Shared%20Documents/Instructions/9522_ins_uni6_rsoc.pdf
BA/10K311KR04L6 | BA/10K-3[11K]-R04L6-N-C35-CG | WALL 10K-3 THMS 11K SHUNT DELTA |  | https://bapisensors.sharepoint.com/sites/BAPIMediaLibrary/Shared%20Documents/Product%20Images/Delta_Room_Units1.png | https://bapisensors.sharepoint.com/sites/BAPIMediaLibrary/Shared%20Documents/Datasheets/BS4_Delta_NoDisplay_NoPrice.pdf | https://bapisensors.sharepoint.com/sites/BAPIMediaLibrary/Shared%20Documents/Instructions/9522_ins_uni6_rsoc.pdf
BA/10K311KRZCG | BA/10K-3[11K]-R-Z-CG | WALL 10K-3 THMS 11K SHUNT DELTA ENCL NO OVR |  | https://bapisensors.sharepoint.com/sites/BAPIMediaLibrary/Shared%20Documents/Product%20Images/Delta_Room_Units1.png | https://bapisensors.sharepoint.com/sites/BAPIMediaLibrary/Shared%20Documents/Datasheets/BS4_Delta_NoDisplay_NoPrice.pdf | https://bapisensors.sharepoint.com/sites/BAPIMediaLibrary/Shared%20Documents/Instructions/9522_ins_uni6_rsoc.pdf
BA/10K311KRZC11 | BA/10K-3[11K]-R-Z-C11-CG | WALL 10K-3 THMS 11K SHUNT DELTA NO OVR RJ11 |  | https://bapisensors.sharepoint.com/sites/BAPIMediaLibrary/Shared%20Documents/Product%20Images/Delta_Room_Units1.png | https://bapisensors.sharepoint.com/sites/BAPIMediaLibrary/Shared%20Documents/Datasheets/BS4_Delta_NoDisplay_NoPrice.pdf | https://bapisensors.sharepoint.com/sites/BAPIMediaLibrary/Shared%20Documents/Instructions/9522_ins_uni6_rsoc.pdf
BA/10K311KR40L6 | BA/10K-3[11K]-R40L6-P-CG | WALL 10K-3 THMS 11K SHUNT DELTA OVR STPT |  | https://bapisensors.sharepoint.com/sites/BAPIMediaLibrary/Shared%20Documents/Product%20Images/Delta_Room_Units1.png | https://bapisensors.sharepoint.com/sites/BAPIMediaLibrary/Shared%20Documents/Datasheets/BS4_Delta_NoDisplay_NoPrice.pdf | https://bapisensors.sharepoint.com/sites/BAPIMediaLibrary/Shared%20Documents/Instructions/9522_ins_uni6_rsoc.pdf
BA/10K311KRNC11 | BA/10K-3[11K]-R-N-C11-CG | WALL 10K-3 THMS 11K SHUNT DELTA RJ11 |  | https://bapisensors.sharepoint.com/sites/BAPIMediaLibrary/Shared%20Documents/Product%20Images/Delta_Room_Units1.png | https://bapisensors.sharepoint.com/sites/BAPIMediaLibrary/Shared%20Documents/Datasheets/BS4_Delta_NoDisplay_NoPrice.pdf | https://bapisensors.sharepoint.com/sites/BAPIMediaLibrary/Shared%20Documents/Instructions/9522_ins_uni6_rsoc.pdf
BA/10K311K64 | BA10K311K64 | WALL 10K-3 THMS 11K SHUNT PLATE |  |  | https://bapisensors.sharepoint.com/sites/BAPIMediaLibrary/Shared%20Documents/Datasheets/WallPlates_temp_NoPrice-v17.pdf | https://bapisensors.sharepoint.com/sites/BAPIMediaLibrary/Shared%20Documents/Instructions/8588_ins_SP_AP.pdf
BA/10K311K65 | BA/10K-3[11K]-65 | WALL 10K-3 THMS 11K SHUNT PLATE |  |  | https://bapisensors.sharepoint.com/sites/BAPIMediaLibrary/Shared%20Documents/Datasheets/WallPlates_temp_NoPrice-v17.pdf | https://bapisensors.sharepoint.com/sites/BAPIMediaLibrary/Shared%20Documents/Instructions/8588_ins_SP_AP.pdf
BA/10K311K68 | BA/10K-3[11K]-68 | WALL 10K-3 THMS 11K SHUNT PLATE |  |  | https://bapisensors.sharepoint.com/sites/BAPIMediaLibrary/Shared%20Documents/Datasheets/WallPlates_temp_NoPrice-v17.pdf | https://bapisensors.sharepoint.com/sites/BAPIMediaLibrary/Shared%20Documents/Instructions/8588_ins_SP_AP.pdf
BA/10K-3-11K-SP-Z60-Z-DF | BA/10K-3-11K-SP-Z60-Z-DF | WALL 10K-3 THMS 11K SHUNT S/S PLATE |  |  | https://bapisensors.sharepoint.com/sites/BAPIMediaLibrary/Shared%20Documents/Datasheets/WallPlates_temp_NoPrice-v17.pdf | https://bapisensors.sharepoint.com/sites/BAPIMediaLibrary/Shared%20Documents/Instructions/8588_ins_SP_AP.pdf
BA/10K311KSP152 | BA/10K-3[11K]-SP-152-SEC1 | WALL 10K-3 THMS 11K SHUNT S/S PLATE |  |  | https://bapisensors.sharepoint.com/sites/BAPIMediaLibrary/Shared%20Documents/Datasheets/WallPlates_temp_NoPrice-v17.pdf | https://bapisensors.sharepoint.com/sites/BAPIMediaLibrary/Shared%20Documents/Instructions/8588_ins_SP_AP.pdf
BA/10K311KSPC35 | BA/10K-3[11K]-SP-C35 | WALL 10K-3 THMS 11K SHUNT S/S PLATE |  |  | https://bapisensors.sharepoint.com/sites/BAPIMediaLibrary/Shared%20Documents/Datasheets/WallPlates_temp_NoPrice-v17.pdf | https://bapisensors.sharepoint.com/sites/BAPIMediaLibrary/Shared%20Documents/Instructions/8588_ins_SP_AP.pdf
BA/10K311KSPC40 | BA/10K-3[11K]--SP-C40-CG | WALL 10K-3 THMS 11K SHUNT S/S PLATE |  |  | https://bapisensors.sharepoint.com/sites/BAPIMediaLibrary/Shared%20Documents/Datasheets/WallPlates_temp_NoPrice-v17.pdf | https://bapisensors.sharepoint.com/sites/BAPIMediaLibrary/Shared%20Documents/Instructions/8588_ins_SP_AP.pdf
BA/10K311KSPC4Z | BA/10K-3[11K]-SP-C40-Z-CG | WALL 10K-3 THMS 11K SHUNT S/S PLATE |  |  | https://bapisensors.sharepoint.com/sites/BAPIMediaLibrary/Shared%20Documents/Datasheets/WallPlates_temp_NoPrice-v17.pdf | https://bapisensors.sharepoint.com/sites/BAPIMediaLibrary/Shared%20Documents/Instructions/8588_ins_SP_AP.pdf
BA/10K311KSPK | BA/10K-3[11K]-SP-K | WALL 10K-3 THMS 11K SHUNT S/S PLATE KEY OVR |  |  | https://bapisensors.sharepoint.com/sites/BAPIMediaLibrary/Shared%20Documents/Datasheets/WallPlates_temp_NoPrice-v17.pdf | https://bapisensors.sharepoint.com/sites/BAPIMediaLibrary/Shared%20Documents/Instructions/8588_ins_SP_AP.pdf
BA/10K311KSP631 | BA/10K-3[11K]-SP-631-SEC1 | WALL 10K-3 THMS 11K SHUNT S/S PLATE LOUVRED |  |  | https://bapisensors.sharepoint.com/sites/BAPIMediaLibrary/Shared%20Documents/Datasheets/WallPlates_temp_NoPrice-v17.pdf | https://bapisensors.sharepoint.com/sites/BAPIMediaLibrary/Shared%20Documents/Instructions/8588_ins_SP_AP.pdf
BA/10K311KSPZCG | BA/10K-3[11K]-SP-Z40-Z-CG | WALL 10K-3 THMS 11K SHUNT S/S PLATE NO OVR |  |  | https://bapisensors.sharepoint.com/sites/BAPIMediaLibrary/Shared%20Documents/Datasheets/WallPlates_temp_NoPrice-v17.pdf | https://bapisensors.sharepoint.com/sites/BAPIMediaLibrary/Shared%20Documents/Instructions/8588_ins_SP_AP.pdf
BA/10K311KSPO1 | BA/10K-3[11K]-SP-O1 | WALL 10K-3 THMS 11K SHUNT S/S PLATE PB OVR |  |  | https://bapisensors.sharepoint.com/sites/BAPIMediaLibrary/Shared%20Documents/Datasheets/WallPlates_temp_NoPrice-v17.pdf | https://bapisensors.sharepoint.com/sites/BAPIMediaLibrary/Shared%20Documents/Instructions/8587_ins_sp_ap_o_01_02.pdf
BA/10K311KSPO2 | BA/10K-3[11K]-SP-O2 | WALL 10K-3 THMS 11K SHUNT S/S PLATE PB OVR |  |  | https://bapisensors.sharepoint.com/sites/BAPIMediaLibrary/Shared%20Documents/Datasheets/WallPlates_temp_NoPrice-v17.pdf | https://bapisensors.sharepoint.com/sites/BAPIMediaLibrary/Shared%20Documents/Instructions/8587_ins_sp_ap_o_01_02.pdf
BA/10K311KSPO | BA/10K-3[11K]-SP-O | WALL 10K-3 THMS 11K SHUNT S/S PLATE PUSH BUTTON O/R |  |  | https://bapisensors.sharepoint.com/sites/BAPIMediaLibrary/Shared%20Documents/Datasheets/WallPlates_temp_NoPrice-v17.pdf | https://bapisensors.sharepoint.com/sites/BAPIMediaLibrary/Shared%20Documents/Instructions/8587_ins_sp_ap_o_01_02.pdf
BA/10K311KSPSEC | BA/10K-3[11K]-SP-SEC1 | WALL 10K-3 THMS 11K SHUNT S/S PLATE SEC SCRW |  |  | https://bapisensors.sharepoint.com/sites/BAPIMediaLibrary/Shared%20Documents/Datasheets/WallPlates_temp_NoPrice-v17.pdf | https://bapisensors.sharepoint.com/sites/BAPIMediaLibrary/Shared%20Documents/Instructions/8588_ins_SP_AP.pdf
BA/10K311KAPO | BA/10K-3[11K]-AP-O | WALL 10K-3 THMS 11K SHUNT THMS ALUM PLATE PB OVR |  |  | https://bapisensors.sharepoint.com/sites/BAPIMediaLibrary/Shared%20Documents/Datasheets/WallPlates_temp_NoPrice-v17.pdf | https://bapisensors.sharepoint.com/sites/BAPIMediaLibrary/Shared%20Documents/Instructions/8587_ins_sp_ap_o_01_02.pdf
BA/10K3APO | BA/10K-3-AP-O | WALL 10K-3 THMS ALUM PLATE PB OVR |  |  | https://bapisensors.sharepoint.com/sites/BAPIMediaLibrary/Shared%20Documents/Datasheets/WallPlates_temp_NoPrice-v17.pdf | https://bapisensors.sharepoint.com/sites/BAPIMediaLibrary/Shared%20Documents/Instructions/8587_ins_sp_ap_o_01_02.pdf
BA/10K3APK | BA/10K-3-AP-K | WALL 10K3 THMS ALUMINUM PLATE KEY OVR |  |  | https://bapisensors.sharepoint.com/sites/BAPIMediaLibrary/Shared%20Documents/Datasheets/WallPlates_temp_NoPrice-v17.pdf | https://bapisensors.sharepoint.com/sites/BAPIMediaLibrary/Shared%20Documents/Instructions/8588_ins_SP_AP.pdf
BA/10K3AP631 | BA/10K-3-AP-631 | WALL 10K3 THMS ALUMINUM PLATE LOUVRED |  |  | https://bapisensors.sharepoint.com/sites/BAPIMediaLibrary/Shared%20Documents/Datasheets/WallPlates_temp_NoPrice-v17.pdf | https://bapisensors.sharepoint.com/sites/BAPIMediaLibrary/Shared%20Documents/Instructions/8588_ins_SP_AP.pdf
BA/10K3APO2 | BA/10K-3-AP-O2 | WALL 10K3 THMS ALUMINUM PLATE PB OVR |  |  | https://bapisensors.sharepoint.com/sites/BAPIMediaLibrary/Shared%20Documents/Datasheets/WallPlates_temp_NoPrice-v17.pdf | https://bapisensors.sharepoint.com/sites/BAPIMediaLibrary/Shared%20Documents/Instructions/8587_ins_sp_ap_o_01_02.pdf
BA/10K3R41L6ZCG | BA/10K-3-R41L6-Z-CG | WALL 10K-3 THMS DELTA ENCL. SLIDE SETPOINT NO O/R |  | https://bapisensors.sharepoint.com/sites/BAPIMediaLibrary/Shared%20Documents/Product%20Images/Delta_Room_Units1.png | https://bapisensors.sharepoint.com/sites/BAPIMediaLibrary/Shared%20Documents/Datasheets/BS4_Delta_NoDisplay_NoPrice.pdf | https://bapisensors.sharepoint.com/sites/BAPIMediaLibrary/Shared%20Documents/Instructions/9522_ins_uni6_rsoc.pdf
BA/10K3R60L6ZCG | BA/10K-3-R60L6-Z-CG | WALL 10K-3 THMS DELTA NO OVR |  | https://bapisensors.sharepoint.com/sites/BAPIMediaLibrary/Shared%20Documents/Product%20Images/Delta_Room_Units1.png | https://bapisensors.sharepoint.com/sites/BAPIMediaLibrary/Shared%20Documents/Datasheets/BS4_Delta_NoDisplay_NoPrice.pdf | https://bapisensors.sharepoint.com/sites/BAPIMediaLibrary/Shared%20Documents/Instructions/9522_ins_uni6_rsoc.pdf
BA/10K3R61L6ZCG | BA/10K-3-R61L6-Z-CG | WALL 10K-3 THMS DELTA NO OVR |  | https://bapisensors.sharepoint.com/sites/BAPIMediaLibrary/Shared%20Documents/Product%20Images/Delta_Room_Units1.png | https://bapisensors.sharepoint.com/sites/BAPIMediaLibrary/Shared%20Documents/Datasheets/BS4_Delta_NoDisplay_NoPrice.pdf | https://bapisensors.sharepoint.com/sites/BAPIMediaLibrary/Shared%20Documents/Instructions/9522_ins_uni6_rsoc.pdf
BA/10K3R80L6ZC1 | BA/10K-3-R80L6-Z-C11-DF | WALL 10K-3 THMS DELTA NO OVR |  | https://bapisensors.sharepoint.com/sites/BAPIMediaLibrary/Shared%20Documents/Product%20Images/Delta_Room_Units1.png | https://bapisensors.sharepoint.com/sites/BAPIMediaLibrary/Shared%20Documents/Datasheets/BS4_Delta_NoDisplay_NoPrice.pdf | https://bapisensors.sharepoint.com/sites/BAPIMediaLibrary/Shared%20Documents/Instructions/9522_ins_uni6_rsoc.pdf
BA/10K3R61L6ZDF | BA/10K-3-R61L6-Z-DF | WALL 10K-3 THMS DELTA NO OVR DIF |  | https://bapisensors.sharepoint.com/sites/BAPIMediaLibrary/Shared%20Documents/Product%20Images/Delta_Room_Units1.png | https://bapisensors.sharepoint.com/sites/BAPIMediaLibrary/Shared%20Documents/Datasheets/BS4_Delta_NoDisplay_NoPrice.pdf | https://bapisensors.sharepoint.com/sites/BAPIMediaLibrary/Shared%20Documents/Instructions/9522_ins_uni6_rsoc.pdf
BA/10K3R80L6ZDF | BA/10K-3-R80L6-Z-C12-DF | WALL 10K-3 THMS DELTA NO OVR DIF |  | https://bapisensors.sharepoint.com/sites/BAPIMediaLibrary/Shared%20Documents/Product%20Images/Delta_Room_Units1.png | https://bapisensors.sharepoint.com/sites/BAPIMediaLibrary/Shared%20Documents/Datasheets/BS4_Delta_NoDisplay_NoPrice.pdf | https://bapisensors.sharepoint.com/sites/BAPIMediaLibrary/Shared%20Documents/Instructions/9522_ins_uni6_rsoc.pdf
BA/10K3R82L6BDF | BA/10K-3-R82L6-N-C35-BM5090-DF | WALL 10K-3 THMS DELTA NO OVR DIF |  | https://bapisensors.sharepoint.com/sites/BAPIMediaLibrary/Shared%20Documents/Product%20Images/Delta_Style_BM5090.png | https://bapisensors.sharepoint.com/sites/BAPIMediaLibrary/Shared%20Documents/Datasheets/Delta_Style_Temperature_Sensors.pdf | https://bapisensors.sharepoint.com/sites/BAPIMediaLibrary/Shared%20Documents/Instructions/9522_ins_uni6_rsoc.pdf
BA/10K3RJDF | BA/10K-3-R-J-DF | WALL 10K-3 THMS DELTA OVR SEP DIF |  | https://bapisensors.sharepoint.com/sites/BAPIMediaLibrary/Shared%20Documents/Product%20Images/Delta_Room_Units1.png | https://bapisensors.sharepoint.com/sites/BAPIMediaLibrary/Shared%20Documents/Datasheets/BS4_Delta_NoDisplay_NoPrice.pdf | https://bapisensors.sharepoint.com/sites/BAPIMediaLibrary/Shared%20Documents/Instructions/9522_ins_uni6_rsoc.pdf
BA/10K3-R-N-DF | BA/10K-3-R-N-DF | WALL 10K-3 THMS DELTA OVR SNSR DIF |  | https://bapisensors.sharepoint.com/sites/BAPIMediaLibrary/Shared%20Documents/Product%20Images/Delta_Room_Units1.png | https://bapisensors.sharepoint.com/sites/BAPIMediaLibrary/Shared%20Documents/Datasheets/BS4_Delta_NoDisplay_NoPrice.pdf | https://bapisensors.sharepoint.com/sites/BAPIMediaLibrary/Shared%20Documents/Instructions/9522_ins_uni6_rsoc.pdf
BA/10K3SP01 | BA/10K-3-SP-O1 | WALL 10K-3 THMS S/S PLATE PB OVR |  |  | https://bapisensors.sharepoint.com/sites/BAPIMediaLibrary/Shared%20Documents/Datasheets/WallPlates_temp_NoPrice-v17.pdf | https://bapisensors.sharepoint.com/sites/BAPIMediaLibrary/Shared%20Documents/Instructions/8587_ins_sp_ap_o_01_02.pdf
BA/10K-3-SP-O | BA/10K-3-SP-O | WALL 10K-3 THMS S/S PLATE PUSHBUTTON O/R |  |  | https://bapisensors.sharepoint.com/sites/BAPIMediaLibrary/Shared%20Documents/Datasheets/WallPlates_temp_NoPrice-v17.pdf | https://bapisensors.sharepoint.com/sites/BAPIMediaLibrary/Shared%20Documents/Instructions/8587_ins_sp_ap_o_01_02.pdf
BA/10K3RTB | BA/10K-3-R-TB | WALL 10K3 THMS THMS DELTA STAYLE |  | https://bapisensors.sharepoint.com/sites/BAPIMediaLibrary/Shared%20Documents/Product%20Images/Delta_Room_Units1.png | https://bapisensors.sharepoint.com/sites/BAPIMediaLibrary/Shared%20Documents/Datasheets/BS4_Delta_NoDisplay_NoPrice.pdf | https://bapisensors.sharepoint.com/sites/BAPIMediaLibrary/Shared%20Documents/Instructions/9522_ins_uni6_rsoc.pdf
BA/10K3RZCG | BA/10K-3-R-Z-CG | WALL 10K3 THMS THMS DELTA STAYLE NO OVR |  | https://bapisensors.sharepoint.com/sites/BAPIMediaLibrary/Shared%20Documents/Product%20Images/Delta_Room_Units1.png | https://bapisensors.sharepoint.com/sites/BAPIMediaLibrary/Shared%20Documents/Datasheets/BS4_Delta_NoDisplay_NoPrice.pdf | https://bapisensors.sharepoint.com/sites/BAPIMediaLibrary/Shared%20Documents/Instructions/9522_ins_uni6_rsoc.pdf
BA/10K3RZCGCPW | BA/10K-3-R-Z-CG-CPW | WALL 10K3 THMS THMS DELTA STAYLE NO OVR COPA WHT |  | https://bapisensors.sharepoint.com/sites/BAPIMediaLibrary/Shared%20Documents/Product%20Images/Delta_Room_Units1.png | https://bapisensors.sharepoint.com/sites/BAPIMediaLibrary/Shared%20Documents/Datasheets/BS4_Delta_NoDisplay_NoPrice.pdf | https://bapisensors.sharepoint.com/sites/BAPIMediaLibrary/Shared%20Documents/Instructions/9522_ins_uni6_rsoc.pdf
BA/10K3XPRZCG | BA/10K-3[XP]-R-Z-CG | WALL 10K3 THMS THMS DELTA STAYLE NO OVR HI ACCY |  | https://bapisensors.sharepoint.com/sites/BAPIMediaLibrary/Shared%20Documents/Product%20Images/Delta_Room_Units1.png | https://bapisensors.sharepoint.com/sites/BAPIMediaLibrary/Shared%20Documents/Datasheets/BS4_Delta_NoDisplay_NoPrice.pdf | https://bapisensors.sharepoint.com/sites/BAPIMediaLibrary/Shared%20Documents/Instructions/9522_ins_uni6_rsoc.pdf
BA/10K3RZC35DF | BA/10K-3-R-Z-C35-DF | WALL 10K3 THMS THMS DELTA STAYLE PHONE DIF |  | https://bapisensors.sharepoint.com/sites/BAPIMediaLibrary/Shared%20Documents/Product%20Images/Delta_Room_Units1.png | https://bapisensors.sharepoint.com/sites/BAPIMediaLibrary/Shared%20Documents/Datasheets/BS4_Delta_NoDisplay_NoPrice.pdf | https://bapisensors.sharepoint.com/sites/BAPIMediaLibrary/Shared%20Documents/Instructions/9522_ins_uni6_rsoc.pdf
BA/10K3RZC11CG | BA/10K-3-R-Z-C11-CG | WALL 10K3 THMS THMS DELTA STAYLE RJ11 |  | https://bapisensors.sharepoint.com/sites/BAPIMediaLibrary/Shared%20Documents/Product%20Images/Delta_Room_Units1.png | https://bapisensors.sharepoint.com/sites/BAPIMediaLibrary/Shared%20Documents/Datasheets/BS4_Delta_NoDisplay_NoPrice.pdf | https://bapisensors.sharepoint.com/sites/BAPIMediaLibrary/Shared%20Documents/Instructions/9522_ins_uni6_rsoc.pdf
BA/10K3RZC11DF | BA/10K-3-R-Z-C11-DF | WALL 10K3 THMS THMS DELTA STAYLE RJ11 DIF |  | https://bapisensors.sharepoint.com/sites/BAPIMediaLibrary/Shared%20Documents/Product%20Images/Delta_Room_Units1.png | https://bapisensors.sharepoint.com/sites/BAPIMediaLibrary/Shared%20Documents/Datasheets/BS4_Delta_NoDisplay_NoPrice.pdf | https://bapisensors.sharepoint.com/sites/BAPIMediaLibrary/Shared%20Documents/Instructions/9522_ins_uni6_rsoc.pdf
BA/10K3RBM5090 | BA/10K-3-R-BM5090 | WALL 10K3 THMS THMS DELTA STYLE |  | https://bapisensors.sharepoint.com/sites/BAPIMediaLibrary/Shared%20Documents/Product%20Images/Delta_Style_BM5090.png | https://bapisensors.sharepoint.com/sites/BAPIMediaLibrary/Shared%20Documents/Datasheets/Delta_Style_Temperature_Sensors.pdf | https://bapisensors.sharepoint.com/sites/BAPIMediaLibrary/Shared%20Documents/Instructions/9522_ins_uni6_rsoc.pdf
BA/10K3RNCG | BA/10K-3-R-N-CG | WALL 10K3 THMS THMS DELTA STYLE OVR SNSR |  | https://bapisensors.sharepoint.com/sites/BAPIMediaLibrary/Shared%20Documents/Product%20Images/Delta_Room_Units1.png | https://bapisensors.sharepoint.com/sites/BAPIMediaLibrary/Shared%20Documents/Datasheets/BS4_Delta_NoDisplay_NoPrice.pdf | https://bapisensors.sharepoint.com/sites/BAPIMediaLibrary/Shared%20Documents/Instructions/9522_ins_uni6_rsoc.pdf
BA/10K3RNCGCPW | BA/10K-3-R-N-CG-CPW | WALL 10K3 THMS THMS DELTA STYLE OVR SNSR COPA WHT |  | https://bapisensors.sharepoint.com/sites/BAPIMediaLibrary/Shared%20Documents/Product%20Images/Delta_Room_Units1.png | https://bapisensors.sharepoint.com/sites/BAPIMediaLibrary/Shared%20Documents/Datasheets/BS4_Delta_NoDisplay_NoPrice.pdf | https://bapisensors.sharepoint.com/sites/BAPIMediaLibrary/Shared%20Documents/Instructions/9522_ins_uni6_rsoc.pdf
BA/10K3RNC35CG | BA/10K-3-R-N-C35-CG | WALL 10K3 THMS THMS DELTA STYLE OVR SNSR PHONE |  | https://bapisensors.sharepoint.com/sites/BAPIMediaLibrary/Shared%20Documents/Product%20Images/Delta_Room_Units1.png | https://bapisensors.sharepoint.com/sites/BAPIMediaLibrary/Shared%20Documents/Datasheets/BS4_Delta_NoDisplay_NoPrice.pdf | https://bapisensors.sharepoint.com/sites/BAPIMediaLibrary/Shared%20Documents/Instructions/9522_ins_uni6_rsoc.pdf
BA/10K3RNC35DF | BA/10K-3-R-N-C35-DF | WALL 10K3 THMS THMS DELTA STYLE OVR SNSR PHONE DIF |  | https://bapisensors.sharepoint.com/sites/BAPIMediaLibrary/Shared%20Documents/Product%20Images/Delta_Room_Units1.png | https://bapisensors.sharepoint.com/sites/BAPIMediaLibrary/Shared%20Documents/Datasheets/BS4_Delta_NoDisplay_NoPrice.pdf | https://bapisensors.sharepoint.com/sites/BAPIMediaLibrary/Shared%20Documents/Instructions/9522_ins_uni6_rsoc.pdf
BA/10K3RNC11CG | BA/10K-3-R-N-C11-CG | WALL 10K3 THMS THMS DELTA STYLE OVR SNSR RJ11 |  | https://bapisensors.sharepoint.com/sites/BAPIMediaLibrary/Shared%20Documents/Product%20Images/Delta_Room_Units1.png | https://bapisensors.sharepoint.com/sites/BAPIMediaLibrary/Shared%20Documents/Datasheets/BS4_Delta_NoDisplay_NoPrice.pdf | https://bapisensors.sharepoint.com/sites/BAPIMediaLibrary/Shared%20Documents/Instructions/9522_ins_uni6_rsoc.pdf
BA/10K3RC35DF | BA/10K-3-R-C35-DF | WALL 10K3 THMS THMS DELTA STYLE PHONE DIF |  | https://bapisensors.sharepoint.com/sites/BAPIMediaLibrary/Shared%20Documents/Product%20Images/Delta_Room_Units1.png | https://bapisensors.sharepoint.com/sites/BAPIMediaLibrary/Shared%20Documents/Datasheets/BS4_Delta_NoDisplay_NoPrice.pdf | https://bapisensors.sharepoint.com/sites/BAPIMediaLibrary/Shared%20Documents/Instructions/9522_ins_uni6_rsoc.pdf
BA/10K3RJC11DF | BA/10K-3-R-J-C11-DF | WALL 10K3 THMS THMS DELTA STYLE RJ11 DIF |  | https://bapisensors.sharepoint.com/sites/BAPIMediaLibrary/Shared%20Documents/Product%20Images/Delta_Room_Units1.png | https://bapisensors.sharepoint.com/sites/BAPIMediaLibrary/Shared%20Documents/Datasheets/BS4_Delta_NoDisplay_NoPrice.pdf | https://bapisensors.sharepoint.com/sites/BAPIMediaLibrary/Shared%20Documents/Instructions/9522_ins_uni6_rsoc.pdf
BA/10K3RC45 | BA/10K-3-RC45 | WALL 10K3 THMS THMS DELTA STYLE RJ45 |  | https://bapisensors.sharepoint.com/sites/BAPIMediaLibrary/Shared%20Documents/Product%20Images/Delta_Room_Units1.png | https://bapisensors.sharepoint.com/sites/BAPIMediaLibrary/Shared%20Documents/Datasheets/BS4_Delta_NoDisplay_NoPrice.pdf | https://bapisensors.sharepoint.com/sites/BAPIMediaLibrary/Shared%20Documents/Instructions/9522_ins_uni6_rsoc.pdf
BA/10K3RSS | BA/10K-3-RSS | WALL 10K3 THMS THMS POWERS STYLE |  | https://bapisensors.sharepoint.com/sites/BAPIMediaLibrary/Shared%20Documents/Product%20Images/Powers_Sensor.png | https://bapisensors.sharepoint.com/sites/BAPIMediaLibrary/Shared%20Documents/Datasheets/BS4_Delta_NoDisplay_NoPrice.pdf | https://bapisensors.sharepoint.com/sites/BAPIMediaLibrary/Shared%20Documents/Instructions/9522_ins_uni6_rsoc.pdf
BA/10K311KAPC35 | BA/10K-3[11K]-AP-C35 | WALL 10K-311K THMS ALUMINUM PLATE JACK |  |  | https://bapisensors.sharepoint.com/sites/BAPIMediaLibrary/Shared%20Documents/Datasheets/WallPlates_temp_NoPrice-v17.pdf | https://bapisensors.sharepoint.com/sites/BAPIMediaLibrary/Shared%20Documents/Instructions/8588_ins_SP_AP.pdf
BA/10K311KAP631 | BA/10K-3[11K]-AP-631 | WALL 10K-311K THMS ALUMINUM PLATE LOUVERED |  | https://bapisensors.sharepoint.com/sites/BAPIMediaLibrary/Shared%20Documents/Product%20Images/Louver_WallPlate.png | https://bapisensors.sharepoint.com/sites/BAPIMediaLibrary/Shared%20Documents/Datasheets/Wall_Plates_Datasheet.pdf | https://bapisensors.sharepoint.com/sites/BAPIMediaLibrary/Shared%20Documents/Instructions/8588_ins_SP_AP.pdf
BA/10K-311K-AP | BA/10K-3[11K]-AP | WALL 10K-311K THMS ALUMINUM PLATE |  |  | https://bapisensors.sharepoint.com/sites/BAPIMediaLibrary/Shared%20Documents/Datasheets/WallPlates_temp_NoPrice-v17.pdf | https://bapisensors.sharepoint.com/sites/BAPIMediaLibrary/Shared%20Documents/Instructions/8588_ins_SP_AP.pdf
BA/10K311R84L6Z | BA/10K-3[11K]-R84L6-Z-DF | WALL 10K-311K THMS DELTA |  | https://bapisensors.sharepoint.com/sites/BAPIMediaLibrary/Shared%20Documents/Product%20Images/Delta_Room_Units1.png | https://bapisensors.sharepoint.com/sites/BAPIMediaLibrary/Shared%20Documents/Datasheets/BS4_Delta_NoDisplay_NoPrice.pdf | https://bapisensors.sharepoint.com/sites/BAPIMediaLibrary/Shared%20Documents/Instructions/9522_ins_uni6_rsoc.pdf
BA/10K311R04L2Z | BA/10K-3[11K]-R04L2-Z-CG | WALL 10K-311K THMS DELTA ENCL SLIDER SETPOINT NO O/R |  | https://bapisensors.sharepoint.com/sites/BAPIMediaLibrary/Shared%20Documents/Product%20Images/Delta_Room_Units1.png | https://bapisensors.sharepoint.com/sites/BAPIMediaLibrary/Shared%20Documents/Datasheets/BS4_Delta_NoDisplay_NoPrice.pdf | https://bapisensors.sharepoint.com/sites/BAPIMediaLibrary/Shared%20Documents/Instructions/9522_ins_uni6_rsoc.pdf
BA/10K311R04L2N | BA/10K-3[11K]-R04L2-N-CG | WALL 10K-311K THMS DELTA ENCL SLIDER SETPOINT W/ O/R |  | https://bapisensors.sharepoint.com/sites/BAPIMediaLibrary/Shared%20Documents/Product%20Images/Delta_Room_Units1.png | https://bapisensors.sharepoint.com/sites/BAPIMediaLibrary/Shared%20Documents/Datasheets/BS4_Delta_NoDisplay_NoPrice.pdf | https://bapisensors.sharepoint.com/sites/BAPIMediaLibrary/Shared%20Documents/Instructions/9522_ins_uni6_rsoc.pdf
BA/10K311KRNCG | BA/10K-3[11K]-R-N-CG | WALL 10K-311K THMS DELTA ENCL W/ O/R |  | https://bapisensors.sharepoint.com/sites/BAPIMediaLibrary/Shared%20Documents/Product%20Images/Delta_Room_Units1.png | https://bapisensors.sharepoint.com/sites/BAPIMediaLibrary/Shared%20Documents/Datasheets/BS4_Delta_NoDisplay_NoPrice.pdf | https://bapisensors.sharepoint.com/sites/BAPIMediaLibrary/Shared%20Documents/Instructions/9522_ins_uni6_rsoc.pdf
BA/10K311R04L6Z | BA/10K-3[11K]-R04L6-Z-CG | WALL 10K-311K THMS DELTA ENCLSLIDE SETPOINT NO O/R |  | https://bapisensors.sharepoint.com/sites/BAPIMediaLibrary/Shared%20Documents/Product%20Images/Delta_Room_Units1.png | https://bapisensors.sharepoint.com/sites/BAPIMediaLibrary/Shared%20Documents/Datasheets/BS4_Delta_NoDisplay_NoPrice.pdf | https://bapisensors.sharepoint.com/sites/BAPIMediaLibrary/Shared%20Documents/Instructions/9522_ins_uni6_rsoc.pdf
BA/10K-3-11K-SP | BA/10K-3-11K-SP | WALL 10K-311K THMS S/S WALL PLATE |  |  | https://bapisensors.sharepoint.com/sites/BAPIMediaLibrary/Shared%20Documents/Datasheets/WallPlates_temp_NoPrice-v17.pdf | https://bapisensors.sharepoint.com/sites/BAPIMediaLibrary/Shared%20Documents/Instructions/8588_ins_SP_AP.pdf
BA/1KNIR80L2NCG | BA/1K[NI]-R80L2-N-CG | WALL 1K NICKEL RTD DELTA OVR SNSR |  | https://bapisensors.sharepoint.com/sites/BAPIMediaLibrary/Shared%20Documents/Product%20Images/Delta_Room_Units1.png | https://bapisensors.sharepoint.com/sites/BAPIMediaLibrary/Shared%20Documents/Datasheets/BS4_Delta_NoDisplay_NoPrice.pdf | https://bapisensors.sharepoint.com/sites/BAPIMediaLibrary/Shared%20Documents/Instructions/9522_ins_uni6_rsoc.pdf
BA/1KNISP | BA/1K[NI]-SP | WALL 1K NICKEL RTD S/S PLATE |  |  | https://bapisensors.sharepoint.com/sites/BAPIMediaLibrary/Shared%20Documents/Datasheets/WallPlates_temp_NoPrice-v17.pdf | https://bapisensors.sharepoint.com/sites/BAPIMediaLibrary/Shared%20Documents/Instructions/8588_ins_SP_AP.pdf
BA/T1K0TO100F-B4SX-X-Z-CG | BA/T1K(0 TO 100F)-B4SX-X-Z-CG | WALL 1K OHM BAPI-STAT 4 XMTR 0/100F |  | https://bapisensors.sharepoint.com/sites/BAPIMediaLibrary/Shared%20Documents/Product%20Images/BAPIStat4_Temperature.png | https://bapisensors.sharepoint.com/sites/BAPIMediaLibrary/Shared%20Documents/Datasheets/T1K_temp_NoPrice-v17.pdf | https://bapisensors.sharepoint.com/sites/BAPIMediaLibrary/Shared%20Documents/Instructions/24909_ins_T1K-B4.pdf
BA/1K375RJCG | BA/1K[375]-R-J-CG | WALL 1K RTD 375 DELTA OVR SEP |  | https://bapisensors.sharepoint.com/sites/BAPIMediaLibrary/Shared%20Documents/Product%20Images/Delta_Room_Units1.png | https://bapisensors.sharepoint.com/sites/BAPIMediaLibrary/Shared%20Documents/Datasheets/BS4_Delta_NoDisplay_NoPrice.pdf | https://bapisensors.sharepoint.com/sites/BAPIMediaLibrary/Shared%20Documents/Instructions/9522_ins_uni6_rsoc.pdf
BA/1KAP | BA/1K-AP | WALL 1K RTD 385 ALUM PLATE |  |  | https://bapisensors.sharepoint.com/sites/BAPIMediaLibrary/Shared%20Documents/Datasheets/WallPlates_temp_NoPrice-v17.pdf | https://bapisensors.sharepoint.com/sites/BAPIMediaLibrary/Shared%20Documents/Instructions/8588_ins_SP_AP.pdf
BA/1KAPO1SEC1 | BA/1K-AP-O1-SEC1 | WALL 1K RTD 385 ALUM PLATE PB OVR SEC SCRW |  |  | https://bapisensors.sharepoint.com/sites/BAPIMediaLibrary/Shared%20Documents/Datasheets/WallPlates_temp_NoPrice-v17.pdf | https://bapisensors.sharepoint.com/sites/BAPIMediaLibrary/Shared%20Documents/Instructions/8587_ins_sp_ap_o_01_02.pdf
BA/1KR25L4ZDF | BA/1K-R25L4-Z-DF | WALL 1K RTD 385 DELTA NO OVR DIF |  | https://bapisensors.sharepoint.com/sites/BAPIMediaLibrary/Shared%20Documents/Product%20Images/Delta_Room_Units1.png | https://bapisensors.sharepoint.com/sites/BAPIMediaLibrary/Shared%20Documents/Datasheets/BS4_Delta_NoDisplay_NoPrice.pdf | https://bapisensors.sharepoint.com/sites/BAPIMediaLibrary/Shared%20Documents/Instructions/9522_ins_uni6_rsoc.pdf
BA/1KR40L2ZBM50 | BA/1K-R40L2-Z-BM5090-CG | WALL 1K RTD 385 DELTA NO OVR THERMOMETER F |  | https://www.bapihvac.com/wp-content/uploads/.png | https://bapisensors.sharepoint.com/sites/BAPIMediaLibrary/Shared%20Documents/Datasheets/Delta_Style_Temperature_Sensors.pdf | https://bapisensors.sharepoint.com/sites/BAPIMediaLibrary/Shared%20Documents/Instructions/9522_ins_uni6_rsoc.pdf
BA/1KR25L6PC11D | BA/1K-R25L6-P-C11-DF | WALL 1K RTD 385 DELTA OVR STPT DIF |  | https://bapisensors.sharepoint.com/sites/BAPIMediaLibrary/Shared%20Documents/Product%20Images/Delta_Room_Units1.png | https://bapisensors.sharepoint.com/sites/BAPIMediaLibrary/Shared%20Documents/Datasheets/BS4_Delta_NoDisplay_NoPrice.pdf | https://bapisensors.sharepoint.com/sites/BAPIMediaLibrary/Shared%20Documents/Instructions/9522_ins_uni6_rsoc.pdf
BA/1KSPC40ZCG | BA/1K-SPC40-Z-CG | WALL 1K RTD 385 S/S PLATE NO OVR |  |  | https://bapisensors.sharepoint.com/sites/BAPIMediaLibrary/Shared%20Documents/Datasheets/WallPlates_temp_NoPrice-v17.pdf | https://bapisensors.sharepoint.com/sites/BAPIMediaLibrary/Shared%20Documents/Instructions/8588_ins_SP_AP.pdf
BA/1K-SP-O2 | BA/1K-SP-O2 | WALL 1K RTD S/SL PLATE PB OVERRID |  |  | https://bapisensors.sharepoint.com/sites/BAPIMediaLibrary/Shared%20Documents/Datasheets/WallPlates_temp_NoPrice-v17.pdf | https://bapisensors.sharepoint.com/sites/BAPIMediaLibrary/Shared%20Documents/Instructions/8587_ins_sp_ap_o_01_02.pdf
BA/1KNI-SP-631 | BA/1K[NI]-SP-631 | WALL 1KNI RTD S/S PLATE LOUVERED |  | https://bapisensors.sharepoint.com/sites/BAPIMediaLibrary/Shared%20Documents/Product%20Images/Louver_WallPlate.png | https://bapisensors.sharepoint.com/sites/BAPIMediaLibrary/Shared%20Documents/Datasheets/Wall_Plates_Datasheet.pdf | https://bapisensors.sharepoint.com/sites/BAPIMediaLibrary/Shared%20Documents/Instructions/8588_ins_SP_AP.pdf
BA/20KAP | BA/20K-AP | WALL 20K THMS ALUMINUM PLATE |  |  | https://bapisensors.sharepoint.com/sites/BAPIMediaLibrary/Shared%20Documents/Datasheets/WallPlates_temp_NoPrice-v17.pdf | https://bapisensors.sharepoint.com/sites/BAPIMediaLibrary/Shared%20Documents/Instructions/8588_ins_SP_AP.pdf
BA/20KR40L6ZCG | BA/20K-R40L6-Z-CG | WALL 20K THMS DELTA STYLE NO OVR |  | https://bapisensors.sharepoint.com/sites/BAPIMediaLibrary/Shared%20Documents/Product%20Images/Delta_Room_Units1.png | https://bapisensors.sharepoint.com/sites/BAPIMediaLibrary/Shared%20Documents/Datasheets/BS4_Delta_NoDisplay_NoPrice.pdf | https://bapisensors.sharepoint.com/sites/BAPIMediaLibrary/Shared%20Documents/Instructions/9522_ins_uni6_rsoc.pdf
BA/20KR41L2ZCG | BA/20K-R41L2-Z-CG | WALL 20K THMS DELTA STYLE NO OVR |  | https://bapisensors.sharepoint.com/sites/BAPIMediaLibrary/Shared%20Documents/Product%20Images/Delta_Room_Units1.png | https://bapisensors.sharepoint.com/sites/BAPIMediaLibrary/Shared%20Documents/Datasheets/BS4_Delta_NoDisplay_NoPrice.pdf | https://bapisensors.sharepoint.com/sites/BAPIMediaLibrary/Shared%20Documents/Instructions/9522_ins_uni6_rsoc.pdf
BA/20KR41L6ZCG | BA/20K-R41L6-Z-CG | WALL 20K THMS DELTA STYLE NO OVR |  | https://bapisensors.sharepoint.com/sites/BAPIMediaLibrary/Shared%20Documents/Product%20Images/Delta_Room_Units1.png | https://bapisensors.sharepoint.com/sites/BAPIMediaLibrary/Shared%20Documents/Datasheets/BS4_Delta_NoDisplay_NoPrice.pdf | https://bapisensors.sharepoint.com/sites/BAPIMediaLibrary/Shared%20Documents/Instructions/9522_ins_uni6_rsoc.pdf
BA/20KR47L6ZCG | BA/20K-R47L6-Z-CG | WALL 20K THMS DELTA STYLE NO OVR |  | https://bapisensors.sharepoint.com/sites/BAPIMediaLibrary/Shared%20Documents/Product%20Images/Delta_Room_Units1.png | https://bapisensors.sharepoint.com/sites/BAPIMediaLibrary/Shared%20Documents/Datasheets/BS4_Delta_NoDisplay_NoPrice.pdf | https://bapisensors.sharepoint.com/sites/BAPIMediaLibrary/Shared%20Documents/Instructions/9522_ins_uni6_rsoc.pdf
BA/20KR84L6ZCG | BA/20K-R84L6-Z-CG | WALL 20K THMS DELTA STYLE NO OVR |  | https://bapisensors.sharepoint.com/sites/BAPIMediaLibrary/Shared%20Documents/Product%20Images/Delta_Room_Units1.png | https://bapisensors.sharepoint.com/sites/BAPIMediaLibrary/Shared%20Documents/Datasheets/BS4_Delta_NoDisplay_NoPrice.pdf | https://bapisensors.sharepoint.com/sites/BAPIMediaLibrary/Shared%20Documents/Instructions/9522_ins_uni6_rsoc.pdf
BA/20KRJDF | BA/20K-R-J-DF | WALL 20K THMS DELTA STYLE OVR SEP DIF |  | https://bapisensors.sharepoint.com/sites/BAPIMediaLibrary/Shared%20Documents/Product%20Images/Delta_Room_Units1.png | https://bapisensors.sharepoint.com/sites/BAPIMediaLibrary/Shared%20Documents/Datasheets/BS4_Delta_NoDisplay_NoPrice.pdf | https://bapisensors.sharepoint.com/sites/BAPIMediaLibrary/Shared%20Documents/Instructions/9522_ins_uni6_rsoc.pdf
BA/20KRBM5090 | BA/20K-R-BM5090 | WALL 20K THMS DELTA STYLE THERMOMETER F |  | https://bapisensors.sharepoint.com/sites/BAPIMediaLibrary/Shared%20Documents/Product%20Images/Delta_Style_BM5090.png | https://bapisensors.sharepoint.com/sites/BAPIMediaLibrary/Shared%20Documents/Datasheets/Delta_Style_Temperature_Sensors.pdf | https://bapisensors.sharepoint.com/sites/BAPIMediaLibrary/Shared%20Documents/Instructions/9522_ins_uni6_rsoc.pdf
BA/20KRSZ | BA/20K-RSZ | WALL 20K THMS EXECUTIVE STYLE |  | https://bapisensors.sharepoint.com/sites/BAPIMediaLibrary/Shared%20Documents/Product%20Images/PreCon_Units.png | https://bapisensors.sharepoint.com/sites/BAPIMediaLibrary/Shared%20Documents/Datasheets/PreCon_Style_Temperature_Sensors.pdf | https://bapisensors.sharepoint.com/sites/BAPIMediaLibrary/Shared%20Documents/Instructions/9546_ins_temp_rsz.pdf
BA/20KRSS | BA/20K-RSS | WALL 20K THMS POWERS STYLE |  | https://bapisensors.sharepoint.com/sites/BAPIMediaLibrary/Shared%20Documents/Product%20Images/Powers_Sensor.png | https://bapisensors.sharepoint.com/sites/BAPIMediaLibrary/Shared%20Documents/Datasheets/Powers_Style_Temperature_Sensors.pdf | https://bapisensors.sharepoint.com/sites/BAPIMediaLibrary/Shared%20Documents/Instructions/32062_ins_temp_rss.pdf
BA/3KR84L5ZCG | BA/3K-R84L5-Z-CG | WALL 3K THMS DELTA STYLE NO OVR |  | https://bapisensors.sharepoint.com/sites/BAPIMediaLibrary/Shared%20Documents/Product%20Images/Delta_Room_Units1.png | https://bapisensors.sharepoint.com/sites/BAPIMediaLibrary/Shared%20Documents/Datasheets/BS4_Delta_NoDisplay_NoPrice.pdf | https://bapisensors.sharepoint.com/sites/BAPIMediaLibrary/Shared%20Documents/Instructions/9522_ins_uni6_rsoc.pdf
BA/3KRZC11DF | BA/3K-R-Z-C11-DF | WALL 3K THMS DELTA STYLE NO OVR RJ11 DIF |  | https://bapisensors.sharepoint.com/sites/BAPIMediaLibrary/Shared%20Documents/Product%20Images/Delta_Room_Units1.png | https://bapisensors.sharepoint.com/sites/BAPIMediaLibrary/Shared%20Documents/Datasheets/BS4_Delta_NoDisplay_NoPrice.pdf | https://bapisensors.sharepoint.com/sites/BAPIMediaLibrary/Shared%20Documents/Instructions/9522_ins_uni6_rsoc.pdf
BA/3KRBM1030 | BA/3K-R-BM1030 | WALL 3K THMS DELTA STYLE THERMOMETER C |  | https://bapisensors.sharepoint.com/sites/BAPIMediaLibrary/Shared%20Documents/Product%20Images/Delta_Style_BM5090.png | https://bapisensors.sharepoint.com/sites/BAPIMediaLibrary/Shared%20Documents/Datasheets/Delta_Style_Temperature_Sensors.pdf | https://bapisensors.sharepoint.com/sites/BAPIMediaLibrary/Shared%20Documents/Instructions/9522_ins_uni6_rsoc.pdf
BA/3KRBM5090 | BA/3K-R-BM5090 | WALL 3K THMS DELTA STYLE THERMOMETER F |  | https://bapisensors.sharepoint.com/sites/BAPIMediaLibrary/Shared%20Documents/Product%20Images/Delta_Style_BM5090.png | https://bapisensors.sharepoint.com/sites/BAPIMediaLibrary/Shared%20Documents/Datasheets/Delta_Style_Temperature_Sensors.pdf | https://bapisensors.sharepoint.com/sites/BAPIMediaLibrary/Shared%20Documents/Instructions/9522_ins_uni6_rsoc.pdf
BA/3KRSZ | BA/3K-RSZ | WALL 3K THMS EXECUTIVE STYLE NO OVR |  | https://bapisensors.sharepoint.com/sites/BAPIMediaLibrary/Shared%20Documents/Product%20Images/PreCon_Units.png | https://bapisensors.sharepoint.com/sites/BAPIMediaLibrary/Shared%20Documents/Datasheets/PreCon_Style_Temperature_Sensors.pdf | https://bapisensors.sharepoint.com/sites/BAPIMediaLibrary/Shared%20Documents/Instructions/9546_ins_temp_rsz.pdf
BA/592RZCG | BA/592-R-Z-CG | WALL 592 SEMI DELTA STYLE NO OVR |  | https://bapisensors.sharepoint.com/sites/BAPIMediaLibrary/Shared%20Documents/Product%20Images/Delta_Room_Units1.png | https://bapisensors.sharepoint.com/sites/BAPIMediaLibrary/Shared%20Documents/Datasheets/BS4_Delta_NoDisplay_NoPrice.pdf | https://bapisensors.sharepoint.com/sites/BAPIMediaLibrary/Shared%20Documents/Instructions/9522_ins_uni6_rsoc.pdf
BA/592R05L6JCG | BA/592-R05L6-J-CG | WALL 592 SEMI DELTA STYLE OVR SEP |  | https://bapisensors.sharepoint.com/sites/BAPIMediaLibrary/Shared%20Documents/Product%20Images/Delta_Room_Units1.png | https://bapisensors.sharepoint.com/sites/BAPIMediaLibrary/Shared%20Documents/Datasheets/BS4_Delta_NoDisplay_NoPrice.pdf | https://bapisensors.sharepoint.com/sites/BAPIMediaLibrary/Shared%20Documents/Instructions/9522_ins_uni6_rsoc.pdf
BA/592RSS | BA/592-RSS | WALL 592 SEMI POWERS STYLE |  | https://bapisensors.sharepoint.com/sites/BAPIMediaLibrary/Shared%20Documents/Product%20Images/Powers_Sensor.png | https://bapisensors.sharepoint.com/sites/BAPIMediaLibrary/Shared%20Documents/Datasheets/Powers_Style_Temperature_Sensors.pdf | https://bapisensors.sharepoint.com/sites/BAPIMediaLibrary/Shared%20Documents/Instructions/32062_ins_temp_rss.pdf
BA/59210KRJCG | BA/592-10K-R-J-CG | WALL 592-10K SEMI DELTA STYLE OVR SEP |  | https://bapisensors.sharepoint.com/sites/BAPIMediaLibrary/Shared%20Documents/Product%20Images/Delta_Room_Units1.png | https://bapisensors.sharepoint.com/sites/BAPIMediaLibrary/Shared%20Documents/Datasheets/BS4_Delta_NoDisplay_NoPrice.pdf | https://bapisensors.sharepoint.com/sites/BAPIMediaLibrary/Shared%20Documents/Instructions/9522_ins_uni6_rsoc.pdf
BA/100KAP | BA/100K-AP | WALL ALUM PLATE 100K OHM THMS |  |  | https://bapisensors.sharepoint.com/sites/BAPIMediaLibrary/Shared%20Documents/Datasheets/WallPlates_temp_NoPrice-v17.pdf | https://bapisensors.sharepoint.com/sites/BAPIMediaLibrary/Shared%20Documents/Instructions/8588_ins_SP_AP.pdf
BA/100KAPK | BA/100K-AP-K | WALL ALUM PLATE 100K OHM THMS KEY OVR |  |  | https://bapisensors.sharepoint.com/sites/BAPIMediaLibrary/Shared%20Documents/Datasheets/WallPlates_temp_NoPrice-v17.pdf | https://bapisensors.sharepoint.com/sites/BAPIMediaLibrary/Shared%20Documents/Instructions/8588_ins_SP_AP.pdf
BA/100KAPO | BA/100K-AP-O | WALL ALUM PLATE 100K OHM THMS PB OVR |  |  | https://bapisensors.sharepoint.com/sites/BAPIMediaLibrary/Shared%20Documents/Datasheets/WallPlates_temp_NoPrice-v17.pdf | https://bapisensors.sharepoint.com/sites/BAPIMediaLibrary/Shared%20Documents/Instructions/8587_ins_sp_ap_o_01_02.pdf
BA/10K2-AP | BA/10K-2-AP | WALL ALUM PLATE 10K THMS 2 |  |  | https://bapisensors.sharepoint.com/sites/BAPIMediaLibrary/Shared%20Documents/Datasheets/WallPlates_temp_NoPrice-v17.pdf | https://bapisensors.sharepoint.com/sites/BAPIMediaLibrary/Shared%20Documents/Instructions/8588_ins_SP_AP.pdf
BA/1K375AP | BA/1K[375]-AP | WALL ALUM PLATE 1K OHM RTD 375 |  |  | https://bapisensors.sharepoint.com/sites/BAPIMediaLibrary/Shared%20Documents/Datasheets/WallPlates_temp_NoPrice-v17.pdf | https://bapisensors.sharepoint.com/sites/BAPIMediaLibrary/Shared%20Documents/Instructions/8588_ins_SP_AP.pdf
BA/3.25KAP | BA/3.25K-AP | WALL ALUM PLATE 3.25K THMS |  |  | https://bapisensors.sharepoint.com/sites/BAPIMediaLibrary/Shared%20Documents/Datasheets/WallPlates_temp_NoPrice-v17.pdf | https://bapisensors.sharepoint.com/sites/BAPIMediaLibrary/Shared%20Documents/Instructions/8588_ins_SP_AP.pdf
BA/3KAP | BA/3K-AP | WALL ALUM PLATE 3K THMS |  |  | https://bapisensors.sharepoint.com/sites/BAPIMediaLibrary/Shared%20Documents/Datasheets/WallPlates_temp_NoPrice-v17.pdf | https://bapisensors.sharepoint.com/sites/BAPIMediaLibrary/Shared%20Documents/Instructions/8588_ins_SP_AP.pdf
BA/3KAPK | BA/3K-AP-K | WALL ALUM PLATE 3K THMS KEY OVR |  |  | https://bapisensors.sharepoint.com/sites/BAPIMediaLibrary/Shared%20Documents/Datasheets/WallPlates_temp_NoPrice-v17.pdf | https://bapisensors.sharepoint.com/sites/BAPIMediaLibrary/Shared%20Documents/Instructions/8588_ins_SP_AP.pdf
BA/3KAPO | BA/3K-AP-O | WALL ALUM PLATE 3K THMS PB OVR |  |  | https://bapisensors.sharepoint.com/sites/BAPIMediaLibrary/Shared%20Documents/Datasheets/WallPlates_temp_NoPrice-v17.pdf | https://bapisensors.sharepoint.com/sites/BAPIMediaLibrary/Shared%20Documents/Instructions/8587_ins_sp_ap_o_01_02.pdf
BA/50KAP | BA/50K-AP | WALL ALUM PLATE 50K THMS |  |  | https://bapisensors.sharepoint.com/sites/BAPIMediaLibrary/Shared%20Documents/Datasheets/WallPlates_temp_NoPrice-v17.pdf | https://bapisensors.sharepoint.com/sites/BAPIMediaLibrary/Shared%20Documents/Instructions/8588_ins_SP_AP.pdf
BA/592AP | BA/592-AP | WALL ALUM PLATE 592 SEMI |  |  | https://bapisensors.sharepoint.com/sites/BAPIMediaLibrary/Shared%20Documents/Datasheets/WallPlates_temp_NoPrice-v17.pdf | https://bapisensors.sharepoint.com/sites/BAPIMediaLibrary/Shared%20Documents/Instructions/8588_ins_SP_AP.pdf
BA/592APK | BA/592-AP-K | WALL ALUM PLATE 592 SEMI KEY OVR |  |  | https://bapisensors.sharepoint.com/sites/BAPIMediaLibrary/Shared%20Documents/Datasheets/WallPlates_temp_NoPrice-v17.pdf | https://bapisensors.sharepoint.com/sites/BAPIMediaLibrary/Shared%20Documents/Instructions/8588_ins_SP_AP.pdf
BA/592APO | BA/592-AP-O | WALL ALUM PLATE 592 SEMI PB OVR |  |  | https://bapisensors.sharepoint.com/sites/BAPIMediaLibrary/Shared%20Documents/Datasheets/WallPlates_temp_NoPrice-v17.pdf | https://bapisensors.sharepoint.com/sites/BAPIMediaLibrary/Shared%20Documents/Instructions/8587_ins_sp_ap_o_01_02.pdf
BA/59210KAP | BA/592-10K-AP | WALL ALUM PLATE 592-10K SEMI |  |  | https://bapisensors.sharepoint.com/sites/BAPIMediaLibrary/Shared%20Documents/Datasheets/WallPlates_temp_NoPrice-v17.pdf | https://bapisensors.sharepoint.com/sites/BAPIMediaLibrary/Shared%20Documents/Instructions/8588_ins_SP_AP.pdf
BA/59210KAPK | BA/592-10K-AP-K | WALL ALUM PLATE 592-10K SEMI KEY OVR |  |  | https://bapisensors.sharepoint.com/sites/BAPIMediaLibrary/Shared%20Documents/Datasheets/WallPlates_temp_NoPrice-v17.pdf | https://bapisensors.sharepoint.com/sites/BAPIMediaLibrary/Shared%20Documents/Instructions/8588_ins_SP_AP.pdf
BA/59210KAPO | BA/592-10K-AP-O | WALL ALUM PLATE 592-10K SEMI PB OVR |  |  | https://bapisensors.sharepoint.com/sites/BAPIMediaLibrary/Shared%20Documents/Datasheets/WallPlates_temp_NoPrice-v17.pdf | https://bapisensors.sharepoint.com/sites/BAPIMediaLibrary/Shared%20Documents/Instructions/8588_ins_SP_AP.pdf
BA/1KAPO | BA/1K-AP-O | WALL ALUM PLATE TEMP 1K OHM 385 RTD PB OVR |  |  | https://bapisensors.sharepoint.com/sites/BAPIMediaLibrary/Shared%20Documents/Datasheets/WallPlates_temp_NoPrice-v17.pdf | https://bapisensors.sharepoint.com/sites/BAPIMediaLibrary/Shared%20Documents/Instructions/8587_ins_sp_ap_o_01_02.pdf
BA/1KAPO2 | BA/1K-AP-O2 | WALL ALUM PLATE TEMP 1K OHM 385 RTD PB OVR |  |  | https://bapisensors.sharepoint.com/sites/BAPIMediaLibrary/Shared%20Documents/Datasheets/WallPlates_temp_NoPrice-v17.pdf | https://bapisensors.sharepoint.com/sites/BAPIMediaLibrary/Shared%20Documents/Instructions/8587_ins_sp_ap_o_01_02.pdf
BA/1KAPSEC1 | BA/1K-AP-SEC1 | WALL ALUM PLATE TEMP 1K OHM 385 RTD SEC SCRW |  |  | https://bapisensors.sharepoint.com/sites/BAPIMediaLibrary/Shared%20Documents/Datasheets/WallPlates_temp_NoPrice-v17.pdf | https://bapisensors.sharepoint.com/sites/BAPIMediaLibrary/Shared%20Documents/Instructions/8587_ins_sp_ap_o_01_02.pdf
BA/1KNIAP | BA/1K[NI]-AP | WALL ALUM PLATE TEMP 1K OHM NICKEL RTD |  |  | https://bapisensors.sharepoint.com/sites/BAPIMediaLibrary/Shared%20Documents/Datasheets/WallPlates_temp_NoPrice-v17.pdf | https://bapisensors.sharepoint.com/sites/BAPIMediaLibrary/Shared%20Documents/Instructions/8588_ins_SP_AP.pdf
BA/1KNIAPO2 | BA/1K[NI]-AP-O2 | WALL ALUM PLATE TEMP 1K OHM NICKEL RTD PB OVR |  |  | https://bapisensors.sharepoint.com/sites/BAPIMediaLibrary/Shared%20Documents/Datasheets/WallPlates_temp_NoPrice-v17.pdf | https://bapisensors.sharepoint.com/sites/BAPIMediaLibrary/Shared%20Documents/Instructions/8587_ins_sp_ap_o_01_02.pdf
BA/1003WAP | BA/100[3W]-AP | WALL BAPI 100 3 WIRE RTD PLATE SENSOR ALUM |  |  | https://bapisensors.sharepoint.com/sites/BAPIMediaLibrary/Shared%20Documents/Datasheets/WallPlates_temp_NoPrice-v17.pdf | https://bapisensors.sharepoint.com/sites/BAPIMediaLibrary/Shared%20Documents/Instructions/8588_ins_SP_AP.pdf
BA/1.8KAPO | BA/1.8K-AP-O | WALL BAPI PLATE 1.8K THMS ALUM W/OVRRDE |  |  | https://bapisensors.sharepoint.com/sites/BAPIMediaLibrary/Shared%20Documents/Datasheets/WallPlates_temp_NoPrice-v17.pdf | https://bapisensors.sharepoint.com/sites/BAPIMediaLibrary/Shared%20Documents/Instructions/8587_ins_sp_ap_o_01_02.pdf
BA/10K311KB4 | BA/10K-3[11K]-B4 | WALL BAPI 4 10K-311K THMS |  | https://bapisensors.sharepoint.com/sites/BAPIMediaLibrary/Shared%20Documents/Product%20Images/BAPIStat4_Temperature.png | https://bapisensors.sharepoint.com/sites/BAPIMediaLibrary/Shared%20Documents/Datasheets/Delta_BS2_BS4_NoDisplay_NoPrice.pdf | https://bapisensors.sharepoint.com/sites/BAPIMediaLibrary/Shared%20Documents/Instructions/9522_ins_uni6_rsoc.pdf
BA/1K375B4 | BA/1K375-B4 | WALL BAPI 4 1K OHM RTD 375 |  | https://bapisensors.sharepoint.com/sites/BAPIMediaLibrary/Shared%20Documents/Product%20Images/BAPIStat4_Temperature.png | https://bapisensors.sharepoint.com/sites/BAPIMediaLibrary/Shared%20Documents/Datasheets/Delta_BS2_BS4_NoDisplay_NoPrice.pdf | https://bapisensors.sharepoint.com/sites/BAPIMediaLibrary/Shared%20Documents/Instructions/9522_ins_uni6_rsoc.pdf
BA/1KB4 | BA/1K-B4 | WALL BAPI 4 1K OHM RTD 385 |  | https://bapisensors.sharepoint.com/sites/BAPIMediaLibrary/Shared%20Documents/Product%20Images/BAPIStat4_Temperature.png | https://bapisensors.sharepoint.com/sites/BAPIMediaLibrary/Shared%20Documents/Datasheets/Delta_BS2_BS4_NoDisplay_NoPrice.pdf | https://bapisensors.sharepoint.com/sites/BAPIMediaLibrary/Shared%20Documents/Instructions/9522_ins_uni6_rsoc.pdf
BA/1.8KB4 | BA/1.8K-B4 | WALL BAPI 4 TEMP SENSOR 1.8K THMS |  | https://bapisensors.sharepoint.com/sites/BAPIMediaLibrary/Shared%20Documents/Product%20Images/BAPIStat4_Temperature.png | https://bapisensors.sharepoint.com/sites/BAPIMediaLibrary/Shared%20Documents/Datasheets/Delta_BS2_BS4_NoDisplay_NoPrice.pdf | https://bapisensors.sharepoint.com/sites/BAPIMediaLibrary/Shared%20Documents/Instructions/9522_ins_uni6_rsoc.pdf
BA/1.8KB4ZDF | BA/1.8K-B4-Z-DF | WALL BAPI 4 TEMP SENSOR 1.8K THMS DIF |  | https://bapisensors.sharepoint.com/sites/BAPIMediaLibrary/Shared%20Documents/Product%20Images/BAPIStat4_Temperature.png | https://bapisensors.sharepoint.com/sites/BAPIMediaLibrary/Shared%20Documents/Datasheets/Delta_BS2_BS4_NoDisplay_NoPrice.pdf | https://bapisensors.sharepoint.com/sites/BAPIMediaLibrary/Shared%20Documents/Instructions/9522_ins_uni6_rsoc.pdf
BA/1.8KB4ZDFWMW | BA/1.8K-B4-Z-DF-WMW | WALL BAPI 4 TEMP SENSOR 1.8K THMS DIF WRM WHT |  | https://bapisensors.sharepoint.com/sites/BAPIMediaLibrary/Shared%20Documents/Product%20Images/BAPIStat4_Temperature.png | https://bapisensors.sharepoint.com/sites/BAPIMediaLibrary/Shared%20Documents/Datasheets/Delta_BS2_BS4_NoDisplay_NoPrice.pdf | https://bapisensors.sharepoint.com/sites/BAPIMediaLibrary/Shared%20Documents/Instructions/9522_ins_uni6_rsoc.pdf
BA/1.8KB4NCG | BA/1.8K-B4-N-CG | WALL BAPI 4 TEMP SENSOR 1.8K THMS OVRRDE SENSOR |  | https://bapisensors.sharepoint.com/sites/BAPIMediaLibrary/Shared%20Documents/Product%20Images/BAPIStat4_Temperature.png | https://bapisensors.sharepoint.com/sites/BAPIMediaLibrary/Shared%20Documents/Datasheets/Delta_BS2_BS4_NoDisplay_NoPrice.pdf | https://bapisensors.sharepoint.com/sites/BAPIMediaLibrary/Shared%20Documents/Instructions/9522_ins_uni6_rsoc.pdf
BA/1.8KB4ZCG | BA/1.8K-B4-Z-CG | WALL BAPI 4 TEMP SENSOR 1.8K THMS OVRRDE SETPT |  | https://bapisensors.sharepoint.com/sites/BAPIMediaLibrary/Shared%20Documents/Product%20Images/BAPIStat4_Temperature.png | https://bapisensors.sharepoint.com/sites/BAPIMediaLibrary/Shared%20Documents/Datasheets/Delta_BS2_BS4_NoDisplay_NoPrice.pdf | https://bapisensors.sharepoint.com/sites/BAPIMediaLibrary/Shared%20Documents/Instructions/9522_ins_uni6_rsoc.pdf
BA/10K311KB4JDF | BA/10K-3[11K]-B4-J-DF | WALL BAPI 4 TEMP SENSOR 10K THMS 11K SHNT OVR SEP |  | https://bapisensors.sharepoint.com/sites/BAPIMediaLibrary/Shared%20Documents/Product%20Images/BAPIStat4_Temperature.png | https://bapisensors.sharepoint.com/sites/BAPIMediaLibrary/Shared%20Documents/Datasheets/Delta_BS2_BS4_NoDisplay_NoPrice.pdf | https://bapisensors.sharepoint.com/sites/BAPIMediaLibrary/Shared%20Documents/Instructions/9522_ins_uni6_rsoc.pdf
BA/10K311KB4NCG | BA/10K-3[11K]-B4-N-CG | WALL BAPI 4 TEMP SENSOR 10K THMS 11K SHNT OVR SNSR |  | https://bapisensors.sharepoint.com/sites/BAPIMediaLibrary/Shared%20Documents/Product%20Images/BAPIStat4_Temperature.png | https://bapisensors.sharepoint.com/sites/BAPIMediaLibrary/Shared%20Documents/Datasheets/Delta_BS2_BS4_NoDisplay_NoPrice.pdf | https://bapisensors.sharepoint.com/sites/BAPIMediaLibrary/Shared%20Documents/Instructions/9522_ins_uni6_rsoc.pdf
BA/10K2B4ZCG | BA/10K-2-B4-Z-CG | WALL BAPI 4 TEMP SENSOR 10K THMS 2 NO OVR |  | https://bapisensors.sharepoint.com/sites/BAPIMediaLibrary/Shared%20Documents/Product%20Images/BAPIStat4_Temperature.png | https://bapisensors.sharepoint.com/sites/BAPIMediaLibrary/Shared%20Documents/Datasheets/Delta_BS2_BS4_NoDisplay_NoPrice.pdf | https://bapisensors.sharepoint.com/sites/BAPIMediaLibrary/Shared%20Documents/Instructions/9522_ins_uni6_rsoc.pdf
BA/10K2B60L6ZCG | BA/10K-2-B460L6-Z-CG | WALL BAPI 4 TEMP SENSOR 10K THMS 2 NO OVR |  | https://bapisensors.sharepoint.com/sites/BAPIMediaLibrary/Shared%20Documents/Product%20Images/BAPIStat4_Temperature.png | https://bapisensors.sharepoint.com/sites/BAPIMediaLibrary/Shared%20Documents/Datasheets/Delta_BS2_BS4_NoDisplay_NoPrice.pdf | https://bapisensors.sharepoint.com/sites/BAPIMediaLibrary/Shared%20Documents/Instructions/9522_ins_uni6_rsoc.pdf
BA/10K2B90L6ZCG | BA/10K-2-B490L6-Z-CG | WALL BAPI 4 TEMP SENSOR 10K THMS 2 NO OVR |  | https://bapisensors.sharepoint.com/sites/BAPIMediaLibrary/Shared%20Documents/Product%20Images/BAPIStat4_Temperature.png | https://bapisensors.sharepoint.com/sites/BAPIMediaLibrary/Shared%20Documents/Datasheets/Delta_BS2_BS4_NoDisplay_NoPrice.pdf | https://bapisensors.sharepoint.com/sites/BAPIMediaLibrary/Shared%20Documents/Instructions/9522_ins_uni6_rsoc.pdf
BA/10K2B4ZDF | BA/10K-2-B4-Z-DF | WALL BAPI 4 TEMP SENSOR 10K THMS 2 NO OVR DIF |  | https://bapisensors.sharepoint.com/sites/BAPIMediaLibrary/Shared%20Documents/Product%20Images/BAPIStat4_Temperature.png | https://bapisensors.sharepoint.com/sites/BAPIMediaLibrary/Shared%20Documents/Datasheets/Delta_BS2_BS4_NoDisplay_NoPrice.pdf | https://bapisensors.sharepoint.com/sites/BAPIMediaLibrary/Shared%20Documents/Instructions/9522_ins_uni6_rsoc.pdf
BA/10K2B60L6ZDF | BA/10K-2-B460L6-Z-DF | WALL BAPI 4 TEMP SENSOR 10K THMS 2 NO OVR DIF |  | https://bapisensors.sharepoint.com/sites/BAPIMediaLibrary/Shared%20Documents/Product%20Images/BAPIStat4_Temperature.png | https://bapisensors.sharepoint.com/sites/BAPIMediaLibrary/Shared%20Documents/Datasheets/Delta_BS2_BS4_NoDisplay_NoPrice.pdf | https://bapisensors.sharepoint.com/sites/BAPIMediaLibrary/Shared%20Documents/Instructions/9522_ins_uni6_rsoc.pdf
BA/10K2B60L6PCG | BA/10K-2-B460L6-P-CG | WALL BAPI 4 TEMP SENSOR 10K THMS 2 OVR PAR STPT |  | https://bapisensors.sharepoint.com/sites/BAPIMediaLibrary/Shared%20Documents/Product%20Images/BAPIStat4_Temperature.png | https://bapisensors.sharepoint.com/sites/BAPIMediaLibrary/Shared%20Documents/Datasheets/Delta_BS2_BS4_NoDisplay_NoPrice.pdf | https://bapisensors.sharepoint.com/sites/BAPIMediaLibrary/Shared%20Documents/Instructions/9522_ins_uni6_rsoc.pdf
BA/10K2B81L6PCG | BA/10K-2-B481L6-P-CG | WALL BAPI 4 TEMP SENSOR 10K THMS 2 OVR PAR STPT |  | https://bapisensors.sharepoint.com/sites/BAPIMediaLibrary/Shared%20Documents/Product%20Images/BAPIStat4_Temperature.png | https://bapisensors.sharepoint.com/sites/BAPIMediaLibrary/Shared%20Documents/Datasheets/Delta_BS2_BS4_NoDisplay_NoPrice.pdf | https://bapisensors.sharepoint.com/sites/BAPIMediaLibrary/Shared%20Documents/Instructions/9522_ins_uni6_rsoc.pdf
BA/10K2B4JCG | BA/10K-2-B4-J-CG | WALL BAPI 4 TEMP SENSOR 10K THMS 2 OVR SEP |  | https://bapisensors.sharepoint.com/sites/BAPIMediaLibrary/Shared%20Documents/Product%20Images/BAPIStat4_Temperature.png | https://bapisensors.sharepoint.com/sites/BAPIMediaLibrary/Shared%20Documents/Datasheets/Delta_BS2_BS4_NoDisplay_NoPrice.pdf | https://bapisensors.sharepoint.com/sites/BAPIMediaLibrary/Shared%20Documents/Instructions/9522_ins_uni6_rsoc.pdf
BA/10K2B4JTBCG | BA/10K-2-B4-J-TB-CG | WALL BAPI 4 TEMP SENSOR 10K THMS 2 OVR SEP |  | https://bapisensors.sharepoint.com/sites/BAPIMediaLibrary/Shared%20Documents/Product%20Images/BAPIStat4_Temperature.png | https://bapisensors.sharepoint.com/sites/BAPIMediaLibrary/Shared%20Documents/Datasheets/Delta_BS2_BS4_NoDisplay_NoPrice.pdf | https://bapisensors.sharepoint.com/sites/BAPIMediaLibrary/Shared%20Documents/Instructions/9522_ins_uni6_rsoc.pdf
BA/10K2B60L6JCG | BA/10K-2-B460L6-J-CG | WALL BAPI 4 TEMP SENSOR 10K THMS 2 OVR SEP |  | https://bapisensors.sharepoint.com/sites/BAPIMediaLibrary/Shared%20Documents/Product%20Images/BAPIStat4_Temperature.png | https://bapisensors.sharepoint.com/sites/BAPIMediaLibrary/Shared%20Documents/Datasheets/Delta_BS2_BS4_NoDisplay_NoPrice.pdf | https://bapisensors.sharepoint.com/sites/BAPIMediaLibrary/Shared%20Documents/Instructions/9522_ins_uni6_rsoc.pdf
BA/10K2B4NCG | BA/10K-2-B4-N-CG | WALL BAPI 4 TEMP SENSOR 10K THMS 2 OVR SNSR |  | https://bapisensors.sharepoint.com/sites/BAPIMediaLibrary/Shared%20Documents/Product%20Images/BAPIStat4_Temperature.png | https://bapisensors.sharepoint.com/sites/BAPIMediaLibrary/Shared%20Documents/Datasheets/Delta_BS2_BS4_NoDisplay_NoPrice.pdf | https://bapisensors.sharepoint.com/sites/BAPIMediaLibrary/Shared%20Documents/Instructions/9522_ins_uni6_rsoc.pdf
BA/10K2B60L6NCG | BA/10K-2-B460L6-N-CG | WALL BAPI 4 TEMP SENSOR 10K THMS 2 OVR SNSR |  | https://bapisensors.sharepoint.com/sites/BAPIMediaLibrary/Shared%20Documents/Product%20Images/BAPIStat4_Temperature.png | https://bapisensors.sharepoint.com/sites/BAPIMediaLibrary/Shared%20Documents/Datasheets/Delta_BS2_BS4_NoDisplay_NoPrice.pdf | https://bapisensors.sharepoint.com/sites/BAPIMediaLibrary/Shared%20Documents/Instructions/9522_ins_uni6_rsoc.pdf
BA/10K3B4 | BA/10K3-B4 | WALL BAPI 4 TEMP SENSOR 10K THMS 3 |  | https://bapisensors.sharepoint.com/sites/BAPIMediaLibrary/Shared%20Documents/Product%20Images/BAPIStat4_Temperature.png | https://bapisensors.sharepoint.com/sites/BAPIMediaLibrary/Shared%20Documents/Datasheets/Delta_BS2_BS4_NoDisplay_NoPrice.pdf | https://bapisensors.sharepoint.com/sites/BAPIMediaLibrary/Shared%20Documents/Instructions/9522_ins_uni6_rsoc.pdf
BA/10K3B25L6ZCG | BA/10K-3-B425L6-Z-CG | WALL BAPI 4 TEMP SENSOR 10K THMS 3 NO OVR |  | https://bapisensors.sharepoint.com/sites/BAPIMediaLibrary/Shared%20Documents/Product%20Images/BAPIStat4_Temperature.png | https://bapisensors.sharepoint.com/sites/BAPIMediaLibrary/Shared%20Documents/Datasheets/Delta_BS2_BS4_NoDisplay_NoPrice.pdf | https://bapisensors.sharepoint.com/sites/BAPIMediaLibrary/Shared%20Documents/Instructions/9522_ins_uni6_rsoc.pdf
BA/10K3B40L6ZCG | BA/10K-3-B440L6-Z-CG | WALL BAPI 4 TEMP SENSOR 10K THMS 3 NO OVR |  | https://bapisensors.sharepoint.com/sites/BAPIMediaLibrary/Shared%20Documents/Product%20Images/BAPIStat4_Temperature.png | https://bapisensors.sharepoint.com/sites/BAPIMediaLibrary/Shared%20Documents/Datasheets/Delta_BS2_BS4_NoDisplay_NoPrice.pdf | https://bapisensors.sharepoint.com/sites/BAPIMediaLibrary/Shared%20Documents/Instructions/9522_ins_uni6_rsoc.pdf
BA/10K3B4ZCG | BA/10K-3-B4-Z-CG | WALL BAPI 4 TEMP SENSOR 10K THMS 3 NO OVR |  | https://bapisensors.sharepoint.com/sites/BAPIMediaLibrary/Shared%20Documents/Product%20Images/BAPIStat4_Temperature.png | https://bapisensors.sharepoint.com/sites/BAPIMediaLibrary/Shared%20Documents/Datasheets/Delta_BS2_BS4_NoDisplay_NoPrice.pdf | https://bapisensors.sharepoint.com/sites/BAPIMediaLibrary/Shared%20Documents/Instructions/9522_ins_uni6_rsoc.pdf
BA/10K3B60L2ZCG | BA/10K-3-B460L2-Z-CG | WALL BAPI 4 TEMP SENSOR 10K THMS 3 NO OVR |  | https://bapisensors.sharepoint.com/sites/BAPIMediaLibrary/Shared%20Documents/Product%20Images/BAPIStat4_Temperature.png | https://bapisensors.sharepoint.com/sites/BAPIMediaLibrary/Shared%20Documents/Datasheets/Delta_BS2_BS4_NoDisplay_NoPrice.pdf | https://bapisensors.sharepoint.com/sites/BAPIMediaLibrary/Shared%20Documents/Instructions/9522_ins_uni6_rsoc.pdf
BA/10K3B60L6ZCG | BA/10K-3-B460L6-Z-CG | WALL BAPI 4 TEMP SENSOR 10K THMS 3 NO OVR |  | https://bapisensors.sharepoint.com/sites/BAPIMediaLibrary/Shared%20Documents/Product%20Images/BAPIStat4_Temperature.png | https://bapisensors.sharepoint.com/sites/BAPIMediaLibrary/Shared%20Documents/Datasheets/Delta_BS2_BS4_NoDisplay_NoPrice.pdf | https://bapisensors.sharepoint.com/sites/BAPIMediaLibrary/Shared%20Documents/Instructions/9522_ins_uni6_rsoc.pdf
BA/10K3B80L6ZCG | BA/10K-3-B480L6-Z-CG | WALL BAPI 4 TEMP SENSOR 10K THMS 3 NO OVR |  | https://bapisensors.sharepoint.com/sites/BAPIMediaLibrary/Shared%20Documents/Product%20Images/BAPIStat4_Temperature.png | https://bapisensors.sharepoint.com/sites/BAPIMediaLibrary/Shared%20Documents/Datasheets/Delta_BS2_BS4_NoDisplay_NoPrice.pdf | https://bapisensors.sharepoint.com/sites/BAPIMediaLibrary/Shared%20Documents/Instructions/9522_ins_uni6_rsoc.pdf
BA/10K3B82L6ZCG | BA/10K-3-B482L6-Z-CG | WALL BAPI 4 TEMP SENSOR 10K THMS 3 NO OVR |  | https://bapisensors.sharepoint.com/sites/BAPIMediaLibrary/Shared%20Documents/Product%20Images/BAPIStat4_Temperature.png | https://bapisensors.sharepoint.com/sites/BAPIMediaLibrary/Shared%20Documents/Datasheets/Delta_BS2_BS4_NoDisplay_NoPrice.pdf | https://bapisensors.sharepoint.com/sites/BAPIMediaLibrary/Shared%20Documents/Instructions/9522_ins_uni6_rsoc.pdf
BA/10K3B82L6ZDF | BA/10K-3-B482L6-Z-DF | WALL BAPI 4 TEMP SENSOR 10K THMS 3 NO OVR DIF |  | https://bapisensors.sharepoint.com/sites/BAPIMediaLibrary/Shared%20Documents/Product%20Images/BAPIStat4_Temperature.png | https://bapisensors.sharepoint.com/sites/BAPIMediaLibrary/Shared%20Documents/Datasheets/Delta_BS2_BS4_NoDisplay_NoPrice.pdf | https://bapisensors.sharepoint.com/sites/BAPIMediaLibrary/Shared%20Documents/Instructions/9522_ins_uni6_rsoc.pdf
BA/10K3B84L6ZDF | BA/10K-3-B484L6-Z-DF | WALL BAPI 4 TEMP SENSOR 10K THMS 3 NO OVR DIF |  | https://bapisensors.sharepoint.com/sites/BAPIMediaLibrary/Shared%20Documents/Product%20Images/BAPIStat4_Temperature.png | https://bapisensors.sharepoint.com/sites/BAPIMediaLibrary/Shared%20Documents/Datasheets/Delta_BS2_BS4_NoDisplay_NoPrice.pdf | https://bapisensors.sharepoint.com/sites/BAPIMediaLibrary/Shared%20Documents/Instructions/9522_ins_uni6_rsoc.pdf
BA/10K3B4ZDFGRY | BA/10K-3-B4-Z-DF-GRY | WALL BAPI 4 TEMP SENSOR 10K THMS 3 NO OVR DIF GRAY |  | https://bapisensors.sharepoint.com/sites/BAPIMediaLibrary/Shared%20Documents/Product%20Images/BAPIStat4_Temperature.png | https://bapisensors.sharepoint.com/sites/BAPIMediaLibrary/Shared%20Documents/Datasheets/Delta_BS2_BS4_NoDisplay_NoPrice.pdf | https://bapisensors.sharepoint.com/sites/BAPIMediaLibrary/Shared%20Documents/Instructions/9522_ins_uni6_rsoc.pdf
BA/10K3B4ZDFWMW | BA/10K-3-B4-Z-DF-WMW | WALL BAPI 4 TEMP SENSOR 10K THMS 3 NO OVR DIF WHT |  | https://bapisensors.sharepoint.com/sites/BAPIMediaLibrary/Shared%20Documents/Product%20Images/BAPIStat4_Temperature.png | https://bapisensors.sharepoint.com/sites/BAPIMediaLibrary/Shared%20Documents/Datasheets/Delta_BS2_BS4_NoDisplay_NoPrice.pdf | https://bapisensors.sharepoint.com/sites/BAPIMediaLibrary/Shared%20Documents/Instructions/9522_ins_uni6_rsoc.pdf
BA/10K3B4ZCGGRY | BA/10K-3-B4-Z-CG-GRY | WALL BAPI 4 TEMP SENSOR 10K THMS 3 NO OVR GRAY |  | https://bapisensors.sharepoint.com/sites/BAPIMediaLibrary/Shared%20Documents/Product%20Images/BAPIStat4_Temperature.png | https://bapisensors.sharepoint.com/sites/BAPIMediaLibrary/Shared%20Documents/Datasheets/Delta_BS2_BS4_NoDisplay_NoPrice.pdf | https://bapisensors.sharepoint.com/sites/BAPIMediaLibrary/Shared%20Documents/Instructions/9522_ins_uni6_rsoc.pdf
BA/10K3B4ZCGWMW | BA/10K-3-B4-Z-CG-WMW | WALL BAPI 4 TEMP SENSOR 10K THMS 3 NO OVR WRM WHT |  | https://bapisensors.sharepoint.com/sites/BAPIMediaLibrary/Shared%20Documents/Product%20Images/BAPIStat4_Temperature.png | https://bapisensors.sharepoint.com/sites/BAPIMediaLibrary/Shared%20Documents/Datasheets/Delta_BS2_BS4_NoDisplay_NoPrice.pdf | https://bapisensors.sharepoint.com/sites/BAPIMediaLibrary/Shared%20Documents/Instructions/9522_ins_uni6_rsoc.pdf
BA/10K3B40L6JCG | BA/10K-3-B440L6-J-CG | WALL BAPI 4 TEMP SENSOR 10K THMS 3 OVR SEP |  | https://bapisensors.sharepoint.com/sites/BAPIMediaLibrary/Shared%20Documents/Product%20Images/BAPIStat4_Temperature.png | https://bapisensors.sharepoint.com/sites/BAPIMediaLibrary/Shared%20Documents/Datasheets/Delta_BS2_BS4_NoDisplay_NoPrice.pdf | https://bapisensors.sharepoint.com/sites/BAPIMediaLibrary/Shared%20Documents/Instructions/9522_ins_uni6_rsoc.pdf
BA/10K3B4JCG | BA/10K-3-B4-J-CG | WALL BAPI 4 TEMP SENSOR 10K THMS 3 OVR SEP |  | https://bapisensors.sharepoint.com/sites/BAPIMediaLibrary/Shared%20Documents/Product%20Images/BAPIStat4_Temperature.png | https://bapisensors.sharepoint.com/sites/BAPIMediaLibrary/Shared%20Documents/Datasheets/Delta_BS2_BS4_NoDisplay_NoPrice.pdf | https://bapisensors.sharepoint.com/sites/BAPIMediaLibrary/Shared%20Documents/Instructions/9522_ins_uni6_rsoc.pdf
BA/10K3B4JDFWMW | BA/10K-3-B4-J-DF-WMW | WALL BAPI 4 TEMP SENSOR 10K THMS 3 OVR SEP WHT |  | https://bapisensors.sharepoint.com/sites/BAPIMediaLibrary/Shared%20Documents/Product%20Images/BAPIStat4_Temperature.png | https://bapisensors.sharepoint.com/sites/BAPIMediaLibrary/Shared%20Documents/Datasheets/Delta_BS2_BS4_NoDisplay_NoPrice.pdf | https://bapisensors.sharepoint.com/sites/BAPIMediaLibrary/Shared%20Documents/Instructions/9522_ins_uni6_rsoc.pdf
BA/10K3B40L6NCG | BA/10K-3-B440L6-N-CG | WALL BAPI 4 TEMP SENSOR 10K THMS 3 OVR SNSR |  | https://bapisensors.sharepoint.com/sites/BAPIMediaLibrary/Shared%20Documents/Product%20Images/BAPIStat4_Temperature.png | https://bapisensors.sharepoint.com/sites/BAPIMediaLibrary/Shared%20Documents/Datasheets/Delta_BS2_BS4_NoDisplay_NoPrice.pdf | https://bapisensors.sharepoint.com/sites/BAPIMediaLibrary/Shared%20Documents/Instructions/9522_ins_uni6_rsoc.pdf
BA/10K3B4NCG | BA/10K-3-B4-N-CG | WALL BAPI 4 TEMP SENSOR 10K THMS 3 OVR SNSR |  | https://bapisensors.sharepoint.com/sites/BAPIMediaLibrary/Shared%20Documents/Product%20Images/BAPIStat4_Temperature.png | https://bapisensors.sharepoint.com/sites/BAPIMediaLibrary/Shared%20Documents/Datasheets/Delta_BS2_BS4_NoDisplay_NoPrice.pdf | https://bapisensors.sharepoint.com/sites/BAPIMediaLibrary/Shared%20Documents/Instructions/9522_ins_uni6_rsoc.pdf
BA/10K3B4NCGWMW | BA/10K-3-B4-N-CG-WMW | WALL BAPI 4 TEMP SENSOR 10K THMS 3 OVR SNSR |  | https://bapisensors.sharepoint.com/sites/BAPIMediaLibrary/Shared%20Documents/Product%20Images/BAPIStat4_Temperature.png | https://bapisensors.sharepoint.com/sites/BAPIMediaLibrary/Shared%20Documents/Datasheets/Delta_BS2_BS4_NoDisplay_NoPrice.pdf | https://bapisensors.sharepoint.com/sites/BAPIMediaLibrary/Shared%20Documents/Instructions/9522_ins_uni6_rsoc.pdf
BA/10K3B60L6NCG | BA/10K-3-B60L6-N-CG | WALL BAPI 4 TEMP SENSOR 10K THMS 3 OVR SNSR |  | https://bapisensors.sharepoint.com/sites/BAPIMediaLibrary/Shared%20Documents/Product%20Images/BAPIStat4_Temperature.png | https://bapisensors.sharepoint.com/sites/BAPIMediaLibrary/Shared%20Documents/Datasheets/Delta_BS2_BS4_NoDisplay_NoPrice.pdf | https://bapisensors.sharepoint.com/sites/BAPIMediaLibrary/Shared%20Documents/Instructions/9522_ins_uni6_rsoc.pdf
BA/10K3B81L6NCG | BA/10K-3-B481L6-N-CG | WALL BAPI 4 TEMP SENSOR 10K THMS 3 OVR SNSR |  | https://bapisensors.sharepoint.com/sites/BAPIMediaLibrary/Shared%20Documents/Product%20Images/BAPIStat4_Temperature.png | https://bapisensors.sharepoint.com/sites/BAPIMediaLibrary/Shared%20Documents/Datasheets/Delta_BS2_BS4_NoDisplay_NoPrice.pdf | https://bapisensors.sharepoint.com/sites/BAPIMediaLibrary/Shared%20Documents/Instructions/9522_ins_uni6_rsoc.pdf
BA/10K3B82L6NCG | BA/10K-3-B482L6-N-CG | WALL BAPI 4 TEMP SENSOR 10K THMS 3 OVR SNSR |  | https://bapisensors.sharepoint.com/sites/BAPIMediaLibrary/Shared%20Documents/Product%20Images/BAPIStat4_Temperature.png | https://bapisensors.sharepoint.com/sites/BAPIMediaLibrary/Shared%20Documents/Datasheets/Delta_BS2_BS4_NoDisplay_NoPrice.pdf | https://bapisensors.sharepoint.com/sites/BAPIMediaLibrary/Shared%20Documents/Instructions/9522_ins_uni6_rsoc.pdf
BA/10K3B84L6NCG | BA/10K-3-B484L6-N-CG | WALL BAPI 4 TEMP SENSOR 10K THMS 3 OVR SNSR |  | https://bapisensors.sharepoint.com/sites/BAPIMediaLibrary/Shared%20Documents/Product%20Images/BAPIStat4_Temperature.png | https://bapisensors.sharepoint.com/sites/BAPIMediaLibrary/Shared%20Documents/Datasheets/Delta_BS2_BS4_NoDisplay_NoPrice.pdf | https://bapisensors.sharepoint.com/sites/BAPIMediaLibrary/Shared%20Documents/Instructions/9522_ins_uni6_rsoc.pdf
BA/10K3B4NDF | BA/10K-3-B4-N-DF | WALL BAPI 4 TEMP SENSOR 10K THMS 3 OVR SNSR DIF |  | https://bapisensors.sharepoint.com/sites/BAPIMediaLibrary/Shared%20Documents/Product%20Images/BAPIStat4_Temperature.png | https://bapisensors.sharepoint.com/sites/BAPIMediaLibrary/Shared%20Documents/Datasheets/Delta_BS2_BS4_NoDisplay_NoPrice.pdf | https://bapisensors.sharepoint.com/sites/BAPIMediaLibrary/Shared%20Documents/Instructions/9522_ins_uni6_rsoc.pdf
BA/10K3B82L6NDF | BA/10K-3-B482L6-N-DF | WALL BAPI 4 TEMP SENSOR 10K THMS 3 OVR SNSR DIF |  | https://bapisensors.sharepoint.com/sites/BAPIMediaLibrary/Shared%20Documents/Product%20Images/BAPIStat4_Temperature.png | https://bapisensors.sharepoint.com/sites/BAPIMediaLibrary/Shared%20Documents/Datasheets/Delta_BS2_BS4_NoDisplay_NoPrice.pdf | https://bapisensors.sharepoint.com/sites/BAPIMediaLibrary/Shared%20Documents/Instructions/9522_ins_uni6_rsoc.pdf
BA/10K3B63L2PCG | BA/10K-3-B463L2-P-CG | WALL BAPI 4 TEMP SENSOR 10K THMS 3 OVR STPT |  | https://bapisensors.sharepoint.com/sites/BAPIMediaLibrary/Shared%20Documents/Product%20Images/BAPIStat4_Temperature.png | https://bapisensors.sharepoint.com/sites/BAPIMediaLibrary/Shared%20Documents/Datasheets/Delta_BS2_BS4_NoDisplay_NoPrice.pdf | https://bapisensors.sharepoint.com/sites/BAPIMediaLibrary/Shared%20Documents/Instructions/9522_ins_uni6_rsoc.pdf
BA/10K3B25L6PDF | BA/10K-3-B425L6-P-DF | WALL BAPI 4 TEMP SENSOR 10K THMS 3 OVR STPT DIF |  | https://bapisensors.sharepoint.com/sites/BAPIMediaLibrary/Shared%20Documents/Product%20Images/BAPIStat4_Temperature.png | https://bapisensors.sharepoint.com/sites/BAPIMediaLibrary/Shared%20Documents/Datasheets/Delta_BS2_BS4_NoDisplay_NoPrice.pdf | https://bapisensors.sharepoint.com/sites/BAPIMediaLibrary/Shared%20Documents/Instructions/9522_ins_uni6_rsoc.pdf
BA/20KB4ZCG | BA/20K-B4-Z-CG | WALL BAPI 4 TEMP SENSOR 20K THMS NO OVR |  | https://bapisensors.sharepoint.com/sites/BAPIMediaLibrary/Shared%20Documents/Product%20Images/BAPIStat4_Temperature.png | https://bapisensors.sharepoint.com/sites/BAPIMediaLibrary/Shared%20Documents/Datasheets/Delta_BS2_BS4_NoDisplay_NoPrice.pdf | https://bapisensors.sharepoint.com/sites/BAPIMediaLibrary/Shared%20Documents/Instructions/9522_ins_uni6_rsoc.pdf
BA/59210KB4ZCG | BA/592-10K-B4-Z-CG | WALL BAPI 4 TEMP SENSOR 592-10K SEMI NO OVR |  | https://bapisensors.sharepoint.com/sites/BAPIMediaLibrary/Shared%20Documents/Product%20Images/BAPIStat4_Temperature.png | https://bapisensors.sharepoint.com/sites/BAPIMediaLibrary/Shared%20Documents/Datasheets/Delta_BS2_BS4_NoDisplay_NoPrice.pdf | https://bapisensors.sharepoint.com/sites/BAPIMediaLibrary/Shared%20Documents/Instructions/9522_ins_uni6_rsoc.pdf
BA/1KB484L6ZCG | BA/1K-B484L6-Z-CG | WALL BAPISTAT 4 1K 385 RTD NO OVRRDE |  | https://bapisensors.sharepoint.com/sites/BAPIMediaLibrary/Shared%20Documents/Product%20Images/BAPIStat4_Temperature.png | https://bapisensors.sharepoint.com/sites/BAPIMediaLibrary/Shared%20Documents/Datasheets/Delta_BS2_BS4_NoDisplay_NoPrice.pdf | https://bapisensors.sharepoint.com/sites/BAPIMediaLibrary/Shared%20Documents/Instructions/9522_ins_uni6_rsoc.pdf
BA/1KB4ZCG | BA/1K-B4-Z-CG | WALL BAPISTAT 4 1K 385 RTD NO OVRRDE |  | https://bapisensors.sharepoint.com/sites/BAPIMediaLibrary/Shared%20Documents/Product%20Images/BAPIStat4_Temperature.png | https://bapisensors.sharepoint.com/sites/BAPIMediaLibrary/Shared%20Documents/Datasheets/Delta_BS2_BS4_NoDisplay_NoPrice.pdf | https://bapisensors.sharepoint.com/sites/BAPIMediaLibrary/Shared%20Documents/Instructions/9522_ins_uni6_rsoc.pdf
BA/1KB43L6ZCG | BA/1K-B43L6-Z-CG | WALL BAPISTAT4 1K 385 RTD NO OVRRDE |  | https://bapisensors.sharepoint.com/sites/BAPIMediaLibrary/Shared%20Documents/Product%20Images/BAPIStat4_Temperature.png | https://bapisensors.sharepoint.com/sites/BAPIMediaLibrary/Shared%20Documents/Datasheets/Delta_BS2_BS4_NoDisplay_NoPrice.pdf | https://bapisensors.sharepoint.com/sites/BAPIMediaLibrary/Shared%20Documents/Instructions/9522_ins_uni6_rsoc.pdf
BA/1KB4ZCGGRY | BA/1K-B4-Z-CG-GRY | WALL BAPISTAT4 1K 385 RTD NO OVRRDE GRAY |  | https://bapisensors.sharepoint.com/sites/BAPIMediaLibrary/Shared%20Documents/Product%20Images/BAPIStat4_Temperature.png | https://bapisensors.sharepoint.com/sites/BAPIMediaLibrary/Shared%20Documents/Datasheets/Delta_BS2_BS4_NoDisplay_NoPrice.pdf | https://bapisensors.sharepoint.com/sites/BAPIMediaLibrary/Shared%20Documents/Instructions/9522_ins_uni6_rsoc.pdf
BA/1KB4ZDFWMW | BA/1K-B4-Z-DF-WMW | WALL BAPISTAT4 1K 385 RTD NO OVRRDE WHT DIF |  | https://bapisensors.sharepoint.com/sites/BAPIMediaLibrary/Shared%20Documents/Product%20Images/BAPIStat4_Temperature.png | https://bapisensors.sharepoint.com/sites/BAPIMediaLibrary/Shared%20Documents/Datasheets/Delta_BS2_BS4_NoDisplay_NoPrice.pdf | https://bapisensors.sharepoint.com/sites/BAPIMediaLibrary/Shared%20Documents/Instructions/9522_ins_uni6_rsoc.pdf
BA/1KB4ZTBDFWMW | BA/1K-B4-Z-TB-DF-WMW | WALL BAPISTAT4 1K 385 RTD NO OVRRDE WHT DIF 3POS |  | https://bapisensors.sharepoint.com/sites/BAPIMediaLibrary/Shared%20Documents/Product%20Images/BAPIStat4_Temperature.png | https://bapisensors.sharepoint.com/sites/BAPIMediaLibrary/Shared%20Documents/Datasheets/Delta_BS2_BS4_NoDisplay_NoPrice.pdf | https://bapisensors.sharepoint.com/sites/BAPIMediaLibrary/Shared%20Documents/Instructions/9522_ins_uni6_rsoc.pdf
BA/1KB4ZCGWMW | BA/1K-B4-Z-CG-WMW | WALL BAPISTAT4 1K 385 RTD NO OVRRDE WRM WHT |  | https://bapisensors.sharepoint.com/sites/BAPIMediaLibrary/Shared%20Documents/Product%20Images/BAPIStat4_Temperature.png | https://bapisensors.sharepoint.com/sites/BAPIMediaLibrary/Shared%20Documents/Datasheets/Delta_BS2_BS4_NoDisplay_NoPrice.pdf | https://bapisensors.sharepoint.com/sites/BAPIMediaLibrary/Shared%20Documents/Instructions/9522_ins_uni6_rsoc.pdf
BA/1KB41L6NCG | BA/1K-B441L6-N-CG | WALL BAPISTAT4 1K 385 RTD OVRRDE SNSR |  | https://bapisensors.sharepoint.com/sites/BAPIMediaLibrary/Shared%20Documents/Product%20Images/BAPIStat4_Temperature.png | https://bapisensors.sharepoint.com/sites/BAPIMediaLibrary/Shared%20Documents/Datasheets/Delta_BS2_BS4_NoDisplay_NoPrice.pdf | https://bapisensors.sharepoint.com/sites/BAPIMediaLibrary/Shared%20Documents/Instructions/9522_ins_uni6_rsoc.pdf
BA/10K-3-LP-15 | BA/10K-3-LP-15 | WALL BUTTON 10K-3 THMS 15FT LEAD |  |  | https://bapisensors.sharepoint.com/sites/BAPIMediaLibrary/Shared%20Documents/Datasheets/LowProfile_Button_Sensor_NoPrice-v17.pdf | https://bapisensors.sharepoint.com/sites/BAPIMediaLibrary/Shared%20Documents/Instructions/23961_ins_LP.pdf
BA/1K-LP | BA/1K-LP | WALL BUTTON 1K RTD 385 |  |  | https://bapisensors.sharepoint.com/sites/BAPIMediaLibrary/Shared%20Documents/Datasheets/LowProfile_Button_Sensor_NoPrice-v17.pdf | https://bapisensors.sharepoint.com/sites/BAPIMediaLibrary/Shared%20Documents/Instructions/23961_ins_LP.pdf
BA/10K-3-LPB-15 | BA/10K-3-LPB-15 | WALL BUTTON BLK 10K-3 THMS 15FT LEAD |  |  | https://bapisensors.sharepoint.com/sites/BAPIMediaLibrary/Shared%20Documents/Datasheets/LowProfile_Button_Sensor_NoPrice-v17.pdf | https://bapisensors.sharepoint.com/sites/BAPIMediaLibrary/Shared%20Documents/Instructions/23961_ins_LP.pdf
BA/10K-3-LPB-10 | BA/10K-3-LPB-10 | WALL BUTTON BLK SENSOR 10K THMS 3 10FT LEAD |  |  | https://bapisensors.sharepoint.com/sites/BAPIMediaLibrary/Shared%20Documents/Datasheets/LowProfile_Button_Sensor_NoPrice-v17.pdf | https://bapisensors.sharepoint.com/sites/BAPIMediaLibrary/Shared%20Documents/Instructions/23961_ins_LP.pdf
BA/10K-3-LPB-5 | BA/10K-3-LPB-5 | WALL BUTTON BLK SENSOR 10K THMS 3 5FT LEAD |  |  | https://bapisensors.sharepoint.com/sites/BAPIMediaLibrary/Shared%20Documents/Datasheets/LowProfile_Button_Sensor_NoPrice-v17.pdf | https://bapisensors.sharepoint.com/sites/BAPIMediaLibrary/Shared%20Documents/Instructions/23961_ins_LP.pdf
BA/10K-2-LP-15 | BA/10K-2-LP-15 | WALL BUTTON SENSOR 10K OHM 2 THMS 15FT LEAD |  |  | https://bapisensors.sharepoint.com/sites/BAPIMediaLibrary/Shared%20Documents/Datasheets/LowProfile_Button_Sensor_NoPrice-v17.pdf | https://bapisensors.sharepoint.com/sites/BAPIMediaLibrary/Shared%20Documents/Instructions/23961_ins_LP.pdf
BA/10K-2-LP-5 | BA/10K-2-LP-5 | WALL BUTTON SENSOR 10K OHM 2 THMS 5FT LEAD |  |  | https://bapisensors.sharepoint.com/sites/BAPIMediaLibrary/Shared%20Documents/Datasheets/LowProfile_Button_Sensor_NoPrice-v17.pdf | https://bapisensors.sharepoint.com/sites/BAPIMediaLibrary/Shared%20Documents/Instructions/23961_ins_LP.pdf
BA/10K-2-LPW | BA/10K-2-LPW | WALL BUTTON SENSOR 10K THMS 2 |  |  | https://bapisensors.sharepoint.com/sites/BAPIMediaLibrary/Shared%20Documents/Datasheets/LowProfile_Button_Sensor_NoPrice-v17.pdf | https://bapisensors.sharepoint.com/sites/BAPIMediaLibrary/Shared%20Documents/Instructions/23961_ins_LP.pdf
BA/10K3-LP | BA/10K3-LP | WALL BUTTON SENSOR 10K THMS 3 |  |  | https://bapisensors.sharepoint.com/sites/BAPIMediaLibrary/Shared%20Documents/Datasheets/LowProfile_Button_Sensor_NoPrice-v17.pdf | https://bapisensors.sharepoint.com/sites/BAPIMediaLibrary/Shared%20Documents/Instructions/23961_ins_LP.pdf
BA/10K311KLP | BA/10K3[11K]-LP | WALL BUTTON SENSOR 10K THMS 3 11K SHUNT 6 IN LEAD |  |  | https://bapisensors.sharepoint.com/sites/BAPIMediaLibrary/Shared%20Documents/Datasheets/LowProfile_Button_Sensor_NoPrice-v17.pdf | https://bapisensors.sharepoint.com/sites/BAPIMediaLibrary/Shared%20Documents/Instructions/23961_ins_LP.pdf
BA/10K3XPLP | BA/10K-3[XP]-LP | WALL BUTTON SENSOR 10K THMS 3 HI ACCY |  |  | https://bapisensors.sharepoint.com/sites/BAPIMediaLibrary/Shared%20Documents/Datasheets/LowProfile_Button_Sensor_NoPrice-v17.pdf | https://bapisensors.sharepoint.com/sites/BAPIMediaLibrary/Shared%20Documents/Instructions/23961_ins_LP.pdf
BA/20K-LPB | BA/20K-LPB | WALL BUTTON SENSOR 20K OHM THMS |  |  | https://bapisensors.sharepoint.com/sites/BAPIMediaLibrary/Shared%20Documents/Datasheets/LowProfile_Button_Sensor_NoPrice-v17.pdf | https://bapisensors.sharepoint.com/sites/BAPIMediaLibrary/Shared%20Documents/Instructions/23961_ins_LP.pdf
BA/20K-LPW | BA/20K-LPW | WALL BUTTON SENSOR 20K OHM THMS |  |  | https://bapisensors.sharepoint.com/sites/BAPIMediaLibrary/Shared%20Documents/Datasheets/LowProfile_Button_Sensor_NoPrice-v17.pdf | https://bapisensors.sharepoint.com/sites/BAPIMediaLibrary/Shared%20Documents/Instructions/23961_ins_LP.pdf
BA/10K-3-LPW-15 | BA/10K-3-LPW-15 | WALL BUTTON WHT 10K-3 THMS 15FT LEAD |  |  | https://bapisensors.sharepoint.com/sites/BAPIMediaLibrary/Shared%20Documents/Datasheets/LowProfile_Button_Sensor_NoPrice-v17.pdf | https://bapisensors.sharepoint.com/sites/BAPIMediaLibrary/Shared%20Documents/Instructions/23961_ins_LP.pdf
BA/10K-3-LPW-10 | BA/10K-3-LPW-10 | WALL BUTTON WHT SEN 10K THMS 3 10FT LEAD |  |  | https://bapisensors.sharepoint.com/sites/BAPIMediaLibrary/Shared%20Documents/Datasheets/LowProfile_Button_Sensor_NoPrice-v17.pdf | https://bapisensors.sharepoint.com/sites/BAPIMediaLibrary/Shared%20Documents/Instructions/23961_ins_LP.pdf
BA/10K-3-LPW-5 | BA/10K-3-LPW-5 | WALL BUTTON WHT SEN 10K THMS 3 5FT LEAD |  |  | https://bapisensors.sharepoint.com/sites/BAPIMediaLibrary/Shared%20Documents/Datasheets/LowProfile_Button_Sensor_NoPrice-v17.pdf | https://bapisensors.sharepoint.com/sites/BAPIMediaLibrary/Shared%20Documents/Instructions/23961_ins_LP.pdf
BA/1.8KRJCG | BA/1.8K-R-J-CG | WALL DELTA SENSOR 1.8K THMS OVRRDE |  | https://bapisensors.sharepoint.com/sites/BAPIMediaLibrary/Shared%20Documents/Product%20Images/Delta_Room_Units1.png | https://bapisensors.sharepoint.com/sites/BAPIMediaLibrary/Shared%20Documents/Datasheets/BS4_Delta_NoDisplay_NoPrice.pdf | https://bapisensors.sharepoint.com/sites/BAPIMediaLibrary/Shared%20Documents/Instructions/9522_ins_uni6_rsoc.pdf
BA/1.8KR60L6ZCG | BA/1.8K-R60L6-Z-CG | WALL DELTA SENSOR 1.8K THMS STPT 10K OHM |  | https://bapisensors.sharepoint.com/sites/BAPIMediaLibrary/Shared%20Documents/Product%20Images/Delta_Room_Units1.png | https://bapisensors.sharepoint.com/sites/BAPIMediaLibrary/Shared%20Documents/Datasheets/BS4_Delta_NoDisplay_NoPrice.pdf | https://bapisensors.sharepoint.com/sites/BAPIMediaLibrary/Shared%20Documents/Instructions/9522_ins_uni6_rsoc.pdf
BA/1.8KR60L6JCG | BA/1.8K-R60L6-J-CG | WALL DELTA SENSOR 1.8K THMS STPT 10K OHM OVRRDE |  | https://bapisensors.sharepoint.com/sites/BAPIMediaLibrary/Shared%20Documents/Product%20Images/Delta_Room_Units1.png | https://bapisensors.sharepoint.com/sites/BAPIMediaLibrary/Shared%20Documents/Datasheets/BS4_Delta_NoDisplay_NoPrice.pdf | https://bapisensors.sharepoint.com/sites/BAPIMediaLibrary/Shared%20Documents/Instructions/9522_ins_uni6_rsoc.pdf
BA/1.8KR84L6NCG | BA/1.8K-R84L6-N-CG | WALL DELTA SENSOR 1.8K THMS STPT 20K OHM OVR SNSR |  | https://bapisensors.sharepoint.com/sites/BAPIMediaLibrary/Shared%20Documents/Product%20Images/Delta_Room_Units1.png | https://bapisensors.sharepoint.com/sites/BAPIMediaLibrary/Shared%20Documents/Datasheets/BS4_Delta_NoDisplay_NoPrice.pdf | https://bapisensors.sharepoint.com/sites/BAPIMediaLibrary/Shared%20Documents/Instructions/9522_ins_uni6_rsoc.pdf
BA/1.8KR80L6JCG | BA/1.8K-R80L6-J-CG | WALL DELTA SENSOR 1.8K THMS STPT 20K OHM OVRRIDE |  | https://bapisensors.sharepoint.com/sites/BAPIMediaLibrary/Shared%20Documents/Product%20Images/Delta_Room_Units1.png | https://bapisensors.sharepoint.com/sites/BAPIMediaLibrary/Shared%20Documents/Datasheets/BS4_Delta_NoDisplay_NoPrice.pdf | https://bapisensors.sharepoint.com/sites/BAPIMediaLibrary/Shared%20Documents/Instructions/9522_ins_uni6_rsoc.pdf
BA/100R40L2ZCG | BA/100-R40L2-Z-CG | WALL DELTA SENSOR 100 OHM RTD 385 NO OVR COM GRD |  | https://bapisensors.sharepoint.com/sites/BAPIMediaLibrary/Shared%20Documents/Product%20Images/Delta_Room_Units1.png | https://bapisensors.sharepoint.com/sites/BAPIMediaLibrary/Shared%20Documents/Datasheets/BS4_Delta_NoDisplay_NoPrice.pdf | https://bapisensors.sharepoint.com/sites/BAPIMediaLibrary/Shared%20Documents/Instructions/9522_ins_uni6_rsoc.pdf
BA/100R84L4ZDF | BA/100-R84L4-Z-DF | WALL DELTA SENSOR 100 OHM RTD 385 NO OVR DIFF |  | https://bapisensors.sharepoint.com/sites/BAPIMediaLibrary/Shared%20Documents/Product%20Images/Delta_Room_Units1.png | https://bapisensors.sharepoint.com/sites/BAPIMediaLibrary/Shared%20Documents/Datasheets/BS4_Delta_NoDisplay_NoPrice.pdf | https://bapisensors.sharepoint.com/sites/BAPIMediaLibrary/Shared%20Documents/Instructions/9522_ins_uni6_rsoc.pdf
BA/100RZCGCPW | BA/100-R-Z-CG-CPW | WALL DELTA SENSOR 100 OHM RTD NO OVR COPA WHT |  | https://bapisensors.sharepoint.com/sites/BAPIMediaLibrary/Shared%20Documents/Product%20Images/Delta_Room_Units1.png | https://bapisensors.sharepoint.com/sites/BAPIMediaLibrary/Shared%20Documents/Datasheets/BS4_Delta_NoDisplay_NoPrice.pdf | https://bapisensors.sharepoint.com/sites/BAPIMediaLibrary/Shared%20Documents/Instructions/9522_ins_uni6_rsoc.pdf
BA/100RZDF | BA/100-R-Z-DF | WALL DELTA SENSOR 100 OHM RTD NO OVR SEPARATE |  | https://bapisensors.sharepoint.com/sites/BAPIMediaLibrary/Shared%20Documents/Product%20Images/Delta_Room_Units1.png | https://bapisensors.sharepoint.com/sites/BAPIMediaLibrary/Shared%20Documents/Datasheets/BS4_Delta_NoDisplay_NoPrice.pdf | https://bapisensors.sharepoint.com/sites/BAPIMediaLibrary/Shared%20Documents/Instructions/9522_ins_uni6_rsoc.pdf
BA/100RNCG | BA/100-R-N-CG | WALL DELTA SENSOR 100 OHM RTD OVRRDE SNSR |  | https://bapisensors.sharepoint.com/sites/BAPIMediaLibrary/Shared%20Documents/Product%20Images/Delta_Room_Units1.png | https://bapisensors.sharepoint.com/sites/BAPIMediaLibrary/Shared%20Documents/Datasheets/BS4_Delta_NoDisplay_NoPrice.pdf | https://bapisensors.sharepoint.com/sites/BAPIMediaLibrary/Shared%20Documents/Instructions/9522_ins_uni6_rsoc.pdf
BA/10K2-R | BA/10K2-R | WALL DELTA SENSOR 10K THMS 2 |  | https://bapisensors.sharepoint.com/sites/BAPIMediaLibrary/Shared%20Documents/Product%20Images/Delta_Room_Units1.png | https://bapisensors.sharepoint.com/sites/BAPIMediaLibrary/Shared%20Documents/Datasheets/BS4_Delta_NoDisplay_NoPrice.pdf | https://bapisensors.sharepoint.com/sites/BAPIMediaLibrary/Shared%20Documents/Instructions/9522_ins_uni6_rsoc.pdf
BA/10K2-R-N-CG | BA/10K2-R-N-CG | WALL DELTA SENSOR 10K THMS 2 |  | https://bapisensors.sharepoint.com/sites/BAPIMediaLibrary/Shared%20Documents/Product%20Images/Delta_Room_Units1.png | https://bapisensors.sharepoint.com/sites/BAPIMediaLibrary/Shared%20Documents/Datasheets/BS4_Delta_NoDisplay_NoPrice.pdf | https://bapisensors.sharepoint.com/sites/BAPIMediaLibrary/Shared%20Documents/Instructions/9522_ins_uni6_rsoc.pdf
BA/10K2R40L1ZCG | BA/10K-2-R40L1-Z-CG | WALL DELTA SENSOR 10K THMS 2 NO OVR |  | https://bapisensors.sharepoint.com/sites/BAPIMediaLibrary/Shared%20Documents/Product%20Images/Delta_Room_Units1.png | https://bapisensors.sharepoint.com/sites/BAPIMediaLibrary/Shared%20Documents/Datasheets/BS4_Delta_NoDisplay_NoPrice.pdf | https://bapisensors.sharepoint.com/sites/BAPIMediaLibrary/Shared%20Documents/Instructions/9522_ins_uni6_rsoc.pdf
BA/10K2R61L6ZCG | BA/10K-2-R61L6-Z-CG | WALL DELTA SENSOR 10K THMS 2 NO OVR |  | https://bapisensors.sharepoint.com/sites/BAPIMediaLibrary/Shared%20Documents/Product%20Images/Delta_Room_Units1.png | https://bapisensors.sharepoint.com/sites/BAPIMediaLibrary/Shared%20Documents/Datasheets/BS4_Delta_NoDisplay_NoPrice.pdf | https://bapisensors.sharepoint.com/sites/BAPIMediaLibrary/Shared%20Documents/Instructions/9522_ins_uni6_rsoc.pdf
BA/10K2R80L3ZCG | BA/10K-2-R80L3-Z-CG | WALL DELTA SENSOR 10K THMS 2 NO OVR |  | https://bapisensors.sharepoint.com/sites/BAPIMediaLibrary/Shared%20Documents/Product%20Images/Delta_Room_Units1.png | https://bapisensors.sharepoint.com/sites/BAPIMediaLibrary/Shared%20Documents/Datasheets/BS4_Delta_NoDisplay_NoPrice.pdf | https://bapisensors.sharepoint.com/sites/BAPIMediaLibrary/Shared%20Documents/Instructions/9522_ins_uni6_rsoc.pdf
BA/10K2R42L6ZDF | BA/10K-2-R42L6-Z-DF | WALL DELTA SENSOR 10K THMS 2 NO OVR DIF |  | https://bapisensors.sharepoint.com/sites/BAPIMediaLibrary/Shared%20Documents/Product%20Images/Delta_Room_Units1.png | https://bapisensors.sharepoint.com/sites/BAPIMediaLibrary/Shared%20Documents/Datasheets/BS4_Delta_NoDisplay_NoPrice.pdf | https://bapisensors.sharepoint.com/sites/BAPIMediaLibrary/Shared%20Documents/Instructions/9522_ins_uni6_rsoc.pdf
BA/10K2R60L2ZDF | BA/10K-2-R60L2-Z-DF | WALL DELTA SENSOR 10K THMS 2 NO OVR DIF |  | https://bapisensors.sharepoint.com/sites/BAPIMediaLibrary/Shared%20Documents/Product%20Images/Delta_Room_Units1.png | https://bapisensors.sharepoint.com/sites/BAPIMediaLibrary/Shared%20Documents/Datasheets/BS4_Delta_NoDisplay_NoPrice.pdf | https://bapisensors.sharepoint.com/sites/BAPIMediaLibrary/Shared%20Documents/Instructions/9522_ins_uni6_rsoc.pdf
BA/10K2R90L6ZDF | BA/10K-2-R90L6-Z-DF | WALL DELTA SENSOR 10K THMS 2 NO OVR DIF |  | https://bapisensors.sharepoint.com/sites/BAPIMediaLibrary/Shared%20Documents/Product%20Images/Delta_Room_Units1.png | https://bapisensors.sharepoint.com/sites/BAPIMediaLibrary/Shared%20Documents/Datasheets/BS4_Delta_NoDisplay_NoPrice.pdf | https://bapisensors.sharepoint.com/sites/BAPIMediaLibrary/Shared%20Documents/Instructions/9522_ins_uni6_rsoc.pdf
BA/10K2R40L2JCG | BA/10K-2-R40L2-J-CG | WALL DELTA SENSOR 10K THMS 2 OVR SEP |  | https://bapisensors.sharepoint.com/sites/BAPIMediaLibrary/Shared%20Documents/Product%20Images/Delta_Room_Units1.png | https://bapisensors.sharepoint.com/sites/BAPIMediaLibrary/Shared%20Documents/Datasheets/BS4_Delta_NoDisplay_NoPrice.pdf | https://bapisensors.sharepoint.com/sites/BAPIMediaLibrary/Shared%20Documents/Instructions/9522_ins_uni6_rsoc.pdf
BA/10K2R61L6JCG | BA/10K-2-R61L6-J-CG | WALL DELTA SENSOR 10K THMS 2 OVR SEP |  | https://bapisensors.sharepoint.com/sites/BAPIMediaLibrary/Shared%20Documents/Product%20Images/Delta_Room_Units1.png | https://bapisensors.sharepoint.com/sites/BAPIMediaLibrary/Shared%20Documents/Datasheets/BS4_Delta_NoDisplay_NoPrice.pdf | https://bapisensors.sharepoint.com/sites/BAPIMediaLibrary/Shared%20Documents/Instructions/9522_ins_uni6_rsoc.pdf
BA/10K2R80L6JCG | BA/10K-2-R80L6-J-CG | WALL DELTA SENSOR 10K THMS 2 OVR SEP |  | https://bapisensors.sharepoint.com/sites/BAPIMediaLibrary/Shared%20Documents/Product%20Images/Delta_Room_Units1.png | https://bapisensors.sharepoint.com/sites/BAPIMediaLibrary/Shared%20Documents/Datasheets/BS4_Delta_NoDisplay_NoPrice.pdf | https://bapisensors.sharepoint.com/sites/BAPIMediaLibrary/Shared%20Documents/Instructions/9522_ins_uni6_rsoc.pdf
BA/10K2R83L6JCG | BA/10K-2-R83L6-J-CG | WALL DELTA SENSOR 10K THMS 2 OVR SEP |  | https://bapisensors.sharepoint.com/sites/BAPIMediaLibrary/Shared%20Documents/Product%20Images/Delta_Room_Units1.png | https://bapisensors.sharepoint.com/sites/BAPIMediaLibrary/Shared%20Documents/Datasheets/BS4_Delta_NoDisplay_NoPrice.pdf | https://bapisensors.sharepoint.com/sites/BAPIMediaLibrary/Shared%20Documents/Instructions/9522_ins_uni6_rsoc.pdf
BA/10K2R84L2JCG | BA/10K-2-R84L2-J-CG | WALL DELTA SENSOR 10K THMS 2 OVR SEP |  | https://bapisensors.sharepoint.com/sites/BAPIMediaLibrary/Shared%20Documents/Product%20Images/Delta_Room_Units1.png | https://bapisensors.sharepoint.com/sites/BAPIMediaLibrary/Shared%20Documents/Datasheets/BS4_Delta_NoDisplay_NoPrice.pdf | https://bapisensors.sharepoint.com/sites/BAPIMediaLibrary/Shared%20Documents/Instructions/9522_ins_uni6_rsoc.pdf
BA/10K2R84L6JDF | BA/10K-2-R84L6-J-DF | WALL DELTA SENSOR 10K THMS 2 OVR SEP DIF |  | https://bapisensors.sharepoint.com/sites/BAPIMediaLibrary/Shared%20Documents/Product%20Images/Delta_Room_Units1.png | https://bapisensors.sharepoint.com/sites/BAPIMediaLibrary/Shared%20Documents/Datasheets/BS4_Delta_NoDisplay_NoPrice.pdf | https://bapisensors.sharepoint.com/sites/BAPIMediaLibrary/Shared%20Documents/Instructions/9522_ins_uni6_rsoc.pdf
BA/10K2R23L1NCG | BA/10K-2-R23L1-N-CG | WALL DELTA SENSOR 10K THMS 2 OVR SNSR |  | https://bapisensors.sharepoint.com/sites/BAPIMediaLibrary/Shared%20Documents/Product%20Images/Delta_Room_Units1.png | https://bapisensors.sharepoint.com/sites/BAPIMediaLibrary/Shared%20Documents/Datasheets/BS4_Delta_NoDisplay_NoPrice.pdf | https://bapisensors.sharepoint.com/sites/BAPIMediaLibrary/Shared%20Documents/Instructions/9522_ins_uni6_rsoc.pdf
BA/10K2R23L2NCG | BA/10K-2-R23L2-N-CG | WALL DELTA SENSOR 10K THMS 2 OVR SNSR |  | https://bapisensors.sharepoint.com/sites/BAPIMediaLibrary/Shared%20Documents/Product%20Images/Delta_Room_Units1.png | https://bapisensors.sharepoint.com/sites/BAPIMediaLibrary/Shared%20Documents/Datasheets/BS4_Delta_NoDisplay_NoPrice.pdf | https://bapisensors.sharepoint.com/sites/BAPIMediaLibrary/Shared%20Documents/Instructions/9522_ins_uni6_rsoc.pdf
BA/10K2R29L6NCG | BA/10K-2-R29L6-N-CG | WALL DELTA SENSOR 10K THMS 2 OVR SNSR |  | https://bapisensors.sharepoint.com/sites/BAPIMediaLibrary/Shared%20Documents/Product%20Images/Delta_Room_Units1.png | https://bapisensors.sharepoint.com/sites/BAPIMediaLibrary/Shared%20Documents/Datasheets/BS4_Delta_NoDisplay_NoPrice.pdf | https://bapisensors.sharepoint.com/sites/BAPIMediaLibrary/Shared%20Documents/Instructions/9522_ins_uni6_rsoc.pdf
BA/10K2R40L2NCG | BA/10K-2-R40L2-N-CG | WALL DELTA SENSOR 10K THMS 2 OVR SNSR |  | https://bapisensors.sharepoint.com/sites/BAPIMediaLibrary/Shared%20Documents/Product%20Images/Delta_Room_Units1.png | https://bapisensors.sharepoint.com/sites/BAPIMediaLibrary/Shared%20Documents/Datasheets/BS4_Delta_NoDisplay_NoPrice.pdf | https://bapisensors.sharepoint.com/sites/BAPIMediaLibrary/Shared%20Documents/Instructions/9522_ins_uni6_rsoc.pdf
BA/10K2R41L6NCG | BA/10K-2-R41L6-N-CG | WALL DELTA SENSOR 10K THMS 2 OVR SNSR |  | https://bapisensors.sharepoint.com/sites/BAPIMediaLibrary/Shared%20Documents/Product%20Images/Delta_Room_Units1.png | https://bapisensors.sharepoint.com/sites/BAPIMediaLibrary/Shared%20Documents/Datasheets/BS4_Delta_NoDisplay_NoPrice.pdf | https://bapisensors.sharepoint.com/sites/BAPIMediaLibrary/Shared%20Documents/Instructions/9522_ins_uni6_rsoc.pdf
BA/10K2R42L2NCG | BA/10K-2-R42L2-N-CG | WALL DELTA SENSOR 10K THMS 2 OVR SNSR |  | https://bapisensors.sharepoint.com/sites/BAPIMediaLibrary/Shared%20Documents/Product%20Images/Delta_Room_Units1.png | https://bapisensors.sharepoint.com/sites/BAPIMediaLibrary/Shared%20Documents/Datasheets/BS4_Delta_NoDisplay_NoPrice.pdf | https://bapisensors.sharepoint.com/sites/BAPIMediaLibrary/Shared%20Documents/Instructions/9522_ins_uni6_rsoc.pdf
BA/10K2R46L6NCG | BA/10K-2-R46L6-N-CG | WALL DELTA SENSOR 10K THMS 2 OVR SNSR |  | https://bapisensors.sharepoint.com/sites/BAPIMediaLibrary/Shared%20Documents/Product%20Images/Delta_Room_Units1.png | https://bapisensors.sharepoint.com/sites/BAPIMediaLibrary/Shared%20Documents/Datasheets/BS4_Delta_NoDisplay_NoPrice.pdf | https://bapisensors.sharepoint.com/sites/BAPIMediaLibrary/Shared%20Documents/Instructions/9522_ins_uni6_rsoc.pdf
BA/10K2R80L6NCG | BA/10K-2-R80L6-N-CG | WALL DELTA SENSOR 10K THMS 2 OVR SNSR |  | https://bapisensors.sharepoint.com/sites/BAPIMediaLibrary/Shared%20Documents/Product%20Images/Delta_Room_Units1.png | https://bapisensors.sharepoint.com/sites/BAPIMediaLibrary/Shared%20Documents/Datasheets/BS4_Delta_NoDisplay_NoPrice.pdf | https://bapisensors.sharepoint.com/sites/BAPIMediaLibrary/Shared%20Documents/Instructions/9522_ins_uni6_rsoc.pdf
BA/10K2R81L7NCG | BA/10K-2-R81L7-N-CG | WALL DELTA SENSOR 10K THMS 2 OVR SNSR |  | https://bapisensors.sharepoint.com/sites/BAPIMediaLibrary/Shared%20Documents/Product%20Images/Delta_Room_Units1.png | https://bapisensors.sharepoint.com/sites/BAPIMediaLibrary/Shared%20Documents/Datasheets/BS4_Delta_NoDisplay_NoPrice.pdf | https://bapisensors.sharepoint.com/sites/BAPIMediaLibrary/Shared%20Documents/Instructions/9522_ins_uni6_rsoc.pdf
BA/10K2R40L1PCG | BA/10K-2-R40L1-P-CG | WALL DELTA SENSOR 10K THMS 2 OVR STPT |  | https://bapisensors.sharepoint.com/sites/BAPIMediaLibrary/Shared%20Documents/Product%20Images/Delta_Room_Units1.png | https://bapisensors.sharepoint.com/sites/BAPIMediaLibrary/Shared%20Documents/Datasheets/BS4_Delta_NoDisplay_NoPrice.pdf | https://bapisensors.sharepoint.com/sites/BAPIMediaLibrary/Shared%20Documents/Instructions/9522_ins_uni6_rsoc.pdf
BA/10K2R40L6PCG | BA/10K-2-R40L6-P-CG | WALL DELTA SENSOR 10K THMS 2 OVR STPT |  | https://bapisensors.sharepoint.com/sites/BAPIMediaLibrary/Shared%20Documents/Product%20Images/Delta_Room_Units1.png | https://bapisensors.sharepoint.com/sites/BAPIMediaLibrary/Shared%20Documents/Datasheets/BS4_Delta_NoDisplay_NoPrice.pdf | https://bapisensors.sharepoint.com/sites/BAPIMediaLibrary/Shared%20Documents/Instructions/9522_ins_uni6_rsoc.pdf
BA/10K2R50L6PCG | BA/10K-2-R50L6-P-CG | WALL DELTA SENSOR 10K THMS 2 OVR STPT |  | https://bapisensors.sharepoint.com/sites/BAPIMediaLibrary/Shared%20Documents/Product%20Images/Delta_Room_Units1.png | https://bapisensors.sharepoint.com/sites/BAPIMediaLibrary/Shared%20Documents/Datasheets/BS4_Delta_NoDisplay_NoPrice.pdf | https://bapisensors.sharepoint.com/sites/BAPIMediaLibrary/Shared%20Documents/Instructions/9522_ins_uni6_rsoc.pdf
BA/10K2R84L6PCG | BA/10K-2-R84L6-P-CG | WALL DELTA SENSOR 10K THMS 2 OVR STPT |  | https://bapisensors.sharepoint.com/sites/BAPIMediaLibrary/Shared%20Documents/Product%20Images/Delta_Room_Units1.png | https://bapisensors.sharepoint.com/sites/BAPIMediaLibrary/Shared%20Documents/Datasheets/BS4_Delta_NoDisplay_NoPrice.pdf | https://bapisensors.sharepoint.com/sites/BAPIMediaLibrary/Shared%20Documents/Instructions/9522_ins_uni6_rsoc.pdf
BA/10K-3-R-Z-CG-BW | BA/10K-3-R-Z-CG-BW | WALL DELTA SENSOR 10K THMS 3 |  | https://bapisensors.sharepoint.com/sites/BAPIMediaLibrary/Shared%20Documents/Product%20Images/Delta_Room_Units1.png | https://bapisensors.sharepoint.com/sites/BAPIMediaLibrary/Shared%20Documents/Datasheets/BS4_Delta_NoDisplay_NoPrice.pdf | https://bapisensors.sharepoint.com/sites/BAPIMediaLibrary/Shared%20Documents/Instructions/9522_ins_uni6_rsoc.pdf
BA/10K3XPR | BA/10K-3[XP]-R | WALL DELTA SENSOR 10K THMS 3 HI ACCY |  | https://bapisensors.sharepoint.com/sites/BAPIMediaLibrary/Shared%20Documents/Product%20Images/Delta_Room_Units1.png | https://bapisensors.sharepoint.com/sites/BAPIMediaLibrary/Shared%20Documents/Datasheets/BS4_Delta_NoDisplay_NoPrice.pdf | https://bapisensors.sharepoint.com/sites/BAPIMediaLibrary/Shared%20Documents/Instructions/9522_ins_uni6_rsoc.pdf
BA/10K3R25L2ZCG | BA/10K-3-R25L2-Z-CG | WALL DELTA SENSOR 10K THMS 3 NO OVR |  | https://bapisensors.sharepoint.com/sites/BAPIMediaLibrary/Shared%20Documents/Product%20Images/Delta_Room_Units1.png | https://bapisensors.sharepoint.com/sites/BAPIMediaLibrary/Shared%20Documents/Datasheets/BS4_Delta_NoDisplay_NoPrice.pdf | https://bapisensors.sharepoint.com/sites/BAPIMediaLibrary/Shared%20Documents/Instructions/9522_ins_uni6_rsoc.pdf
BA/10K3R25L6ZCG | BA/10K-3-R25L6-Z-CG | WALL DELTA SENSOR 10K THMS 3 NO OVR |  | https://bapisensors.sharepoint.com/sites/BAPIMediaLibrary/Shared%20Documents/Product%20Images/Delta_Room_Units1.png | https://bapisensors.sharepoint.com/sites/BAPIMediaLibrary/Shared%20Documents/Datasheets/BS4_Delta_NoDisplay_NoPrice.pdf | https://bapisensors.sharepoint.com/sites/BAPIMediaLibrary/Shared%20Documents/Instructions/9522_ins_uni6_rsoc.pdf
BA/10K3R26L6ZCG | BA/10K-3-R26L6-Z-CG | WALL DELTA SENSOR 10K THMS 3 NO OVR |  | https://bapisensors.sharepoint.com/sites/BAPIMediaLibrary/Shared%20Documents/Product%20Images/Delta_Room_Units1.png | https://bapisensors.sharepoint.com/sites/BAPIMediaLibrary/Shared%20Documents/Datasheets/BS4_Delta_NoDisplay_NoPrice.pdf | https://bapisensors.sharepoint.com/sites/BAPIMediaLibrary/Shared%20Documents/Instructions/9522_ins_uni6_rsoc.pdf
BA/10K3R40L6ZCG | BA/10K-3-R40L6-Z-CG | WALL DELTA SENSOR 10K THMS 3 NO OVR |  | https://bapisensors.sharepoint.com/sites/BAPIMediaLibrary/Shared%20Documents/Product%20Images/Delta_Room_Units1.png | https://bapisensors.sharepoint.com/sites/BAPIMediaLibrary/Shared%20Documents/Datasheets/BS4_Delta_NoDisplay_NoPrice.pdf | https://bapisensors.sharepoint.com/sites/BAPIMediaLibrary/Shared%20Documents/Instructions/9522_ins_uni6_rsoc.pdf
BA/10K3R60L1ZCG | BA/10K-3-R60L1-Z-CG | WALL DELTA SENSOR 10K THMS 3 NO OVR |  | https://bapisensors.sharepoint.com/sites/BAPIMediaLibrary/Shared%20Documents/Product%20Images/Delta_Room_Units1.png | https://bapisensors.sharepoint.com/sites/BAPIMediaLibrary/Shared%20Documents/Datasheets/BS4_Delta_NoDisplay_NoPrice.pdf | https://bapisensors.sharepoint.com/sites/BAPIMediaLibrary/Shared%20Documents/Instructions/9522_ins_uni6_rsoc.pdf
BA/10K3R60L2ZCG | BA/10K-3-R60L2-Z-CG | WALL DELTA SENSOR 10K THMS 3 NO OVR |  | https://bapisensors.sharepoint.com/sites/BAPIMediaLibrary/Shared%20Documents/Product%20Images/Delta_Room_Units1.png | https://bapisensors.sharepoint.com/sites/BAPIMediaLibrary/Shared%20Documents/Datasheets/BS4_Delta_NoDisplay_NoPrice.pdf | https://bapisensors.sharepoint.com/sites/BAPIMediaLibrary/Shared%20Documents/Instructions/9522_ins_uni6_rsoc.pdf
BA/10K3R63L6ZCG | BA/10K-3-R63L6-Z-CG | WALL DELTA SENSOR 10K THMS 3 NO OVR |  | https://bapisensors.sharepoint.com/sites/BAPIMediaLibrary/Shared%20Documents/Product%20Images/Delta_Room_Units1.png | https://bapisensors.sharepoint.com/sites/BAPIMediaLibrary/Shared%20Documents/Datasheets/BS4_Delta_NoDisplay_NoPrice.pdf | https://bapisensors.sharepoint.com/sites/BAPIMediaLibrary/Shared%20Documents/Instructions/9522_ins_uni6_rsoc.pdf
BA/10K3R80L2ZCG | BA/10K-3-R80L2-Z-CG | WALL DELTA SENSOR 10K THMS 3 NO OVR |  | https://bapisensors.sharepoint.com/sites/BAPIMediaLibrary/Shared%20Documents/Product%20Images/Delta_Room_Units1.png | https://bapisensors.sharepoint.com/sites/BAPIMediaLibrary/Shared%20Documents/Datasheets/BS4_Delta_NoDisplay_NoPrice.pdf | https://bapisensors.sharepoint.com/sites/BAPIMediaLibrary/Shared%20Documents/Instructions/9522_ins_uni6_rsoc.pdf
BA/10K3R80L6ZCG | BA/10K-3-R80L6-Z-CG | WALL DELTA SENSOR 10K THMS 3 NO OVR |  | https://bapisensors.sharepoint.com/sites/BAPIMediaLibrary/Shared%20Documents/Product%20Images/Delta_Room_Units1.png | https://bapisensors.sharepoint.com/sites/BAPIMediaLibrary/Shared%20Documents/Datasheets/BS4_Delta_NoDisplay_NoPrice.pdf | https://bapisensors.sharepoint.com/sites/BAPIMediaLibrary/Shared%20Documents/Instructions/9522_ins_uni6_rsoc.pdf
BA/10K3R82L5ZCG | BA/10K-3-R82L5-Z-CG | WALL DELTA SENSOR 10K THMS 3 NO OVR |  | https://bapisensors.sharepoint.com/sites/BAPIMediaLibrary/Shared%20Documents/Product%20Images/Delta_Room_Units1.png | https://bapisensors.sharepoint.com/sites/BAPIMediaLibrary/Shared%20Documents/Datasheets/BS4_Delta_NoDisplay_NoPrice.pdf | https://bapisensors.sharepoint.com/sites/BAPIMediaLibrary/Shared%20Documents/Instructions/9522_ins_uni6_rsoc.pdf
BA/10K3R82L6ZCG | BA/10K-3-R82L6-Z-CG | WALL DELTA SENSOR 10K THMS 3 NO OVR |  | https://bapisensors.sharepoint.com/sites/BAPIMediaLibrary/Shared%20Documents/Product%20Images/Delta_Room_Units1.png | https://bapisensors.sharepoint.com/sites/BAPIMediaLibrary/Shared%20Documents/Datasheets/BS4_Delta_NoDisplay_NoPrice.pdf | https://bapisensors.sharepoint.com/sites/BAPIMediaLibrary/Shared%20Documents/Instructions/9522_ins_uni6_rsoc.pdf
BA/10K3R84L6ZCG | BA/10K-3-R84L6-Z-CG | WALL DELTA SENSOR 10K THMS 3 NO OVR |  | https://bapisensors.sharepoint.com/sites/BAPIMediaLibrary/Shared%20Documents/Product%20Images/Delta_Room_Units1.png | https://bapisensors.sharepoint.com/sites/BAPIMediaLibrary/Shared%20Documents/Datasheets/BS4_Delta_NoDisplay_NoPrice.pdf | https://bapisensors.sharepoint.com/sites/BAPIMediaLibrary/Shared%20Documents/Instructions/9522_ins_uni6_rsoc.pdf
BA/10K3R90L6ZCG | BA/10K-3-R90L6-Z-CG | WALL DELTA SENSOR 10K THMS 3 NO OVR |  | https://bapisensors.sharepoint.com/sites/BAPIMediaLibrary/Shared%20Documents/Product%20Images/Delta_Room_Units1.png | https://bapisensors.sharepoint.com/sites/BAPIMediaLibrary/Shared%20Documents/Datasheets/BS4_Delta_NoDisplay_NoPrice.pdf | https://bapisensors.sharepoint.com/sites/BAPIMediaLibrary/Shared%20Documents/Instructions/9522_ins_uni6_rsoc.pdf
BA/10K3R26L6ZDF | BA/10K-3-R26L6-Z-DF | WALL DELTA SENSOR 10K THMS 3 NO OVR DIF |  | https://bapisensors.sharepoint.com/sites/BAPIMediaLibrary/Shared%20Documents/Product%20Images/Delta_Room_Units1.png | https://bapisensors.sharepoint.com/sites/BAPIMediaLibrary/Shared%20Documents/Datasheets/BS4_Delta_NoDisplay_NoPrice.pdf | https://bapisensors.sharepoint.com/sites/BAPIMediaLibrary/Shared%20Documents/Instructions/9522_ins_uni6_rsoc.pdf
BA/10K3R40L6ZDF | BA/10K-3-R40L6-Z-DF | WALL DELTA SENSOR 10K THMS 3 NO OVR DIF |  | https://bapisensors.sharepoint.com/sites/BAPIMediaLibrary/Shared%20Documents/Product%20Images/Delta_Room_Units1.png | https://bapisensors.sharepoint.com/sites/BAPIMediaLibrary/Shared%20Documents/Datasheets/BS4_Delta_NoDisplay_NoPrice.pdf | https://bapisensors.sharepoint.com/sites/BAPIMediaLibrary/Shared%20Documents/Instructions/9522_ins_uni6_rsoc.pdf
BA/10K3R41L6ZDF | BA/10K-3-R41L6-Z-DF | WALL DELTA SENSOR 10K THMS 3 NO OVR DIF |  | https://bapisensors.sharepoint.com/sites/BAPIMediaLibrary/Shared%20Documents/Product%20Images/Delta_Room_Units1.png | https://bapisensors.sharepoint.com/sites/BAPIMediaLibrary/Shared%20Documents/Datasheets/BS4_Delta_NoDisplay_NoPrice.pdf | https://bapisensors.sharepoint.com/sites/BAPIMediaLibrary/Shared%20Documents/Instructions/9522_ins_uni6_rsoc.pdf
BA/10K3R60L6ZDF | BA/10K-3-R60L6-Z-DF | WALL DELTA SENSOR 10K THMS 3 NO OVR DIF |  | https://bapisensors.sharepoint.com/sites/BAPIMediaLibrary/Shared%20Documents/Product%20Images/Delta_Room_Units1.png | https://bapisensors.sharepoint.com/sites/BAPIMediaLibrary/Shared%20Documents/Datasheets/BS4_Delta_NoDisplay_NoPrice.pdf | https://bapisensors.sharepoint.com/sites/BAPIMediaLibrary/Shared%20Documents/Instructions/9522_ins_uni6_rsoc.pdf
BA/10K3R82L4ZDF | BA/10K-3-R82L4-Z-DF | WALL DELTA SENSOR 10K THMS 3 NO OVR DIF |  | https://bapisensors.sharepoint.com/sites/BAPIMediaLibrary/Shared%20Documents/Product%20Images/Delta_Room_Units1.png | https://bapisensors.sharepoint.com/sites/BAPIMediaLibrary/Shared%20Documents/Datasheets/BS4_Delta_NoDisplay_NoPrice.pdf | https://bapisensors.sharepoint.com/sites/BAPIMediaLibrary/Shared%20Documents/Instructions/9522_ins_uni6_rsoc.pdf
BA/10K3R82L6ZDF | BA/10K-3-R82L6-Z-DF | WALL DELTA SENSOR 10K THMS 3 NO OVR DIF |  | https://bapisensors.sharepoint.com/sites/BAPIMediaLibrary/Shared%20Documents/Product%20Images/Delta_Room_Units1.png | https://bapisensors.sharepoint.com/sites/BAPIMediaLibrary/Shared%20Documents/Datasheets/BS4_Delta_NoDisplay_NoPrice.pdf | https://bapisensors.sharepoint.com/sites/BAPIMediaLibrary/Shared%20Documents/Instructions/9522_ins_uni6_rsoc.pdf
BA/10K3R40L6JCG | BA/10K-3-R40L6-J-CG | WALL DELTA SENSOR 10K THMS 3 OVR SEP |  | https://bapisensors.sharepoint.com/sites/BAPIMediaLibrary/Shared%20Documents/Product%20Images/Delta_Room_Units1.png | https://bapisensors.sharepoint.com/sites/BAPIMediaLibrary/Shared%20Documents/Datasheets/BS4_Delta_NoDisplay_NoPrice.pdf | https://bapisensors.sharepoint.com/sites/BAPIMediaLibrary/Shared%20Documents/Instructions/9522_ins_uni6_rsoc.pdf
BA/10K3R60L6JCG | BA/10K-3-R60L6-J-CG | WALL DELTA SENSOR 10K THMS 3 OVR SEP |  | https://bapisensors.sharepoint.com/sites/BAPIMediaLibrary/Shared%20Documents/Product%20Images/Delta_Room_Units1.png | https://bapisensors.sharepoint.com/sites/BAPIMediaLibrary/Shared%20Documents/Datasheets/BS4_Delta_NoDisplay_NoPrice.pdf | https://bapisensors.sharepoint.com/sites/BAPIMediaLibrary/Shared%20Documents/Instructions/9522_ins_uni6_rsoc.pdf
BA/10K3R80L6JCG | BA/10K-3-R80L6-J-CG | WALL DELTA SENSOR 10K THMS 3 OVR SEP |  | https://bapisensors.sharepoint.com/sites/BAPIMediaLibrary/Shared%20Documents/Product%20Images/Delta_Room_Units1.png | https://bapisensors.sharepoint.com/sites/BAPIMediaLibrary/Shared%20Documents/Datasheets/BS4_Delta_NoDisplay_NoPrice.pdf | https://bapisensors.sharepoint.com/sites/BAPIMediaLibrary/Shared%20Documents/Instructions/9522_ins_uni6_rsoc.pdf
BA/10K3R82L2JCG | BA/10K-3-R82L2-J-CG | WALL DELTA SENSOR 10K THMS 3 OVR SEP |  | https://bapisensors.sharepoint.com/sites/BAPIMediaLibrary/Shared%20Documents/Product%20Images/Delta_Room_Units1.png | https://bapisensors.sharepoint.com/sites/BAPIMediaLibrary/Shared%20Documents/Datasheets/BS4_Delta_NoDisplay_NoPrice.pdf | https://bapisensors.sharepoint.com/sites/BAPIMediaLibrary/Shared%20Documents/Instructions/9522_ins_uni6_rsoc.pdf
BA/10K3R82L6JCG | BA/10K-3-R82L6-J-CG | WALL DELTA SENSOR 10K THMS 3 OVR SEP |  | https://bapisensors.sharepoint.com/sites/BAPIMediaLibrary/Shared%20Documents/Product%20Images/Delta_Room_Units1.png | https://bapisensors.sharepoint.com/sites/BAPIMediaLibrary/Shared%20Documents/Datasheets/BS4_Delta_NoDisplay_NoPrice.pdf | https://bapisensors.sharepoint.com/sites/BAPIMediaLibrary/Shared%20Documents/Instructions/9522_ins_uni6_rsoc.pdf
BA/10K3R84L6JCG | BA/10K-3-R84L6-J-CG | WALL DELTA SENSOR 10K THMS 3 OVR SEP |  | https://bapisensors.sharepoint.com/sites/BAPIMediaLibrary/Shared%20Documents/Product%20Images/Delta_Room_Units1.png | https://bapisensors.sharepoint.com/sites/BAPIMediaLibrary/Shared%20Documents/Datasheets/BS4_Delta_NoDisplay_NoPrice.pdf | https://bapisensors.sharepoint.com/sites/BAPIMediaLibrary/Shared%20Documents/Instructions/9522_ins_uni6_rsoc.pdf
BA/10K3R82L6JDF | BA/10K-3-R82L6-J-DF | WALL DELTA SENSOR 10K THMS 3 OVR SEP DIF |  | https://bapisensors.sharepoint.com/sites/BAPIMediaLibrary/Shared%20Documents/Product%20Images/Delta_Room_Units1.png | https://bapisensors.sharepoint.com/sites/BAPIMediaLibrary/Shared%20Documents/Datasheets/BS4_Delta_NoDisplay_NoPrice.pdf | https://bapisensors.sharepoint.com/sites/BAPIMediaLibrary/Shared%20Documents/Instructions/9522_ins_uni6_rsoc.pdf
BA/10K3R25L6NCG | BA/10K-3-R25L6-N-CG | WALL DELTA SENSOR 10K THMS 3 OVR SNSR |  | https://bapisensors.sharepoint.com/sites/BAPIMediaLibrary/Shared%20Documents/Product%20Images/Delta_Room_Units1.png | https://bapisensors.sharepoint.com/sites/BAPIMediaLibrary/Shared%20Documents/Datasheets/BS4_Delta_NoDisplay_NoPrice.pdf | https://bapisensors.sharepoint.com/sites/BAPIMediaLibrary/Shared%20Documents/Instructions/9522_ins_uni6_rsoc.pdf
BA/10K3R40L2NCG | BA/10K-3-R40L2-N-CG | WALL DELTA SENSOR 10K THMS 3 OVR SNSR |  | https://bapisensors.sharepoint.com/sites/BAPIMediaLibrary/Shared%20Documents/Product%20Images/Delta_Room_Units1.png | https://bapisensors.sharepoint.com/sites/BAPIMediaLibrary/Shared%20Documents/Datasheets/BS4_Delta_NoDisplay_NoPrice.pdf | https://bapisensors.sharepoint.com/sites/BAPIMediaLibrary/Shared%20Documents/Instructions/9522_ins_uni6_rsoc.pdf
BA/10K3R40L6NCG | BA/10K-3-R40L6-N-CG | WALL DELTA SENSOR 10K THMS 3 OVR SNSR |  | https://bapisensors.sharepoint.com/sites/BAPIMediaLibrary/Shared%20Documents/Product%20Images/Delta_Room_Units1.png | https://bapisensors.sharepoint.com/sites/BAPIMediaLibrary/Shared%20Documents/Datasheets/BS4_Delta_NoDisplay_NoPrice.pdf | https://bapisensors.sharepoint.com/sites/BAPIMediaLibrary/Shared%20Documents/Instructions/9522_ins_uni6_rsoc.pdf
BA/10K3R44L6NCG | BA/10K-3-R44L6-N-CG | WALL DELTA SENSOR 10K THMS 3 OVR SNSR |  | https://bapisensors.sharepoint.com/sites/BAPIMediaLibrary/Shared%20Documents/Product%20Images/Delta_Room_Units1.png | https://bapisensors.sharepoint.com/sites/BAPIMediaLibrary/Shared%20Documents/Datasheets/BS4_Delta_NoDisplay_NoPrice.pdf | https://bapisensors.sharepoint.com/sites/BAPIMediaLibrary/Shared%20Documents/Instructions/9522_ins_uni6_rsoc.pdf
BA/10K3R60L2NCG | BA/10K-3-R60L2-N-CG | WALL DELTA SENSOR 10K THMS 3 OVR SNSR |  | https://bapisensors.sharepoint.com/sites/BAPIMediaLibrary/Shared%20Documents/Product%20Images/Delta_Room_Units1.png | https://bapisensors.sharepoint.com/sites/BAPIMediaLibrary/Shared%20Documents/Datasheets/BS4_Delta_NoDisplay_NoPrice.pdf | https://bapisensors.sharepoint.com/sites/BAPIMediaLibrary/Shared%20Documents/Instructions/9522_ins_uni6_rsoc.pdf
BA/10K3R60L6NCG | BA/10K-3-R60L6-N-CG | WALL DELTA SENSOR 10K THMS 3 OVR SNSR |  | https://bapisensors.sharepoint.com/sites/BAPIMediaLibrary/Shared%20Documents/Product%20Images/Delta_Room_Units1.png | https://bapisensors.sharepoint.com/sites/BAPIMediaLibrary/Shared%20Documents/Datasheets/BS4_Delta_NoDisplay_NoPrice.pdf | https://bapisensors.sharepoint.com/sites/BAPIMediaLibrary/Shared%20Documents/Instructions/9522_ins_uni6_rsoc.pdf
BA/10K3R63L0NCG | BA/10K-3-R63L0-N-CG | WALL DELTA SENSOR 10K THMS 3 OVR SNSR |  | https://bapisensors.sharepoint.com/sites/BAPIMediaLibrary/Shared%20Documents/Product%20Images/Delta_Room_Units1.png | https://bapisensors.sharepoint.com/sites/BAPIMediaLibrary/Shared%20Documents/Datasheets/BS4_Delta_NoDisplay_NoPrice.pdf | https://bapisensors.sharepoint.com/sites/BAPIMediaLibrary/Shared%20Documents/Instructions/9522_ins_uni6_rsoc.pdf
BA/10K3R64L6NCG | BA/10K-3-R64L6-N-CG | WALL DELTA SENSOR 10K THMS 3 OVR SNSR |  | https://bapisensors.sharepoint.com/sites/BAPIMediaLibrary/Shared%20Documents/Product%20Images/Delta_Room_Units1.png | https://bapisensors.sharepoint.com/sites/BAPIMediaLibrary/Shared%20Documents/Datasheets/BS4_Delta_NoDisplay_NoPrice.pdf | https://bapisensors.sharepoint.com/sites/BAPIMediaLibrary/Shared%20Documents/Instructions/9522_ins_uni6_rsoc.pdf
BA/10K3R80L6NCG | BA/10K-3-R80L6-N-CG | WALL DELTA SENSOR 10K THMS 3 OVR SNSR |  | https://bapisensors.sharepoint.com/sites/BAPIMediaLibrary/Shared%20Documents/Product%20Images/Delta_Room_Units1.png | https://bapisensors.sharepoint.com/sites/BAPIMediaLibrary/Shared%20Documents/Datasheets/BS4_Delta_NoDisplay_NoPrice.pdf | https://bapisensors.sharepoint.com/sites/BAPIMediaLibrary/Shared%20Documents/Instructions/9522_ins_uni6_rsoc.pdf
BA/10K3R80L7NCG | BA/10K-3-R80L7-N-CG | WALL DELTA SENSOR 10K THMS 3 OVR SNSR |  | https://bapisensors.sharepoint.com/sites/BAPIMediaLibrary/Shared%20Documents/Product%20Images/Delta_Room_Units1.png | https://bapisensors.sharepoint.com/sites/BAPIMediaLibrary/Shared%20Documents/Datasheets/BS4_Delta_NoDisplay_NoPrice.pdf | https://bapisensors.sharepoint.com/sites/BAPIMediaLibrary/Shared%20Documents/Instructions/9522_ins_uni6_rsoc.pdf
BA/10K3R81L2NCG | BA/10K-3-R81L2-N-CG | WALL DELTA SENSOR 10K THMS 3 OVR SNSR |  | https://bapisensors.sharepoint.com/sites/BAPIMediaLibrary/Shared%20Documents/Product%20Images/Delta_Room_Units1.png | https://bapisensors.sharepoint.com/sites/BAPIMediaLibrary/Shared%20Documents/Datasheets/BS4_Delta_NoDisplay_NoPrice.pdf | https://bapisensors.sharepoint.com/sites/BAPIMediaLibrary/Shared%20Documents/Instructions/9522_ins_uni6_rsoc.pdf
BA/10K3R81L6NCG | BA/10K-3-R81L6-N-CG | WALL DELTA SENSOR 10K THMS 3 OVR SNSR |  | https://bapisensors.sharepoint.com/sites/BAPIMediaLibrary/Shared%20Documents/Product%20Images/Delta_Room_Units1.png | https://bapisensors.sharepoint.com/sites/BAPIMediaLibrary/Shared%20Documents/Datasheets/BS4_Delta_NoDisplay_NoPrice.pdf | https://bapisensors.sharepoint.com/sites/BAPIMediaLibrary/Shared%20Documents/Instructions/9522_ins_uni6_rsoc.pdf
BA/10K3R82L2NCG | BA/10K-3-R82L2-N-CG | WALL DELTA SENSOR 10K THMS 3 OVR SNSR |  | https://bapisensors.sharepoint.com/sites/BAPIMediaLibrary/Shared%20Documents/Product%20Images/Delta_Room_Units1.png | https://bapisensors.sharepoint.com/sites/BAPIMediaLibrary/Shared%20Documents/Datasheets/BS4_Delta_NoDisplay_NoPrice.pdf | https://bapisensors.sharepoint.com/sites/BAPIMediaLibrary/Shared%20Documents/Instructions/9522_ins_uni6_rsoc.pdf
BA/10K3R82L6NCG | BA/10K-3-R82L6-N-CG | WALL DELTA SENSOR 10K THMS 3 OVR SNSR |  | https://bapisensors.sharepoint.com/sites/BAPIMediaLibrary/Shared%20Documents/Product%20Images/Delta_Room_Units1.png | https://bapisensors.sharepoint.com/sites/BAPIMediaLibrary/Shared%20Documents/Datasheets/BS4_Delta_NoDisplay_NoPrice.pdf | https://bapisensors.sharepoint.com/sites/BAPIMediaLibrary/Shared%20Documents/Instructions/9522_ins_uni6_rsoc.pdf
BA/10K3R84L2NCG | BA/10K-3-R84L2-N-CG | WALL DELTA SENSOR 10K THMS 3 OVR SNSR |  | https://bapisensors.sharepoint.com/sites/BAPIMediaLibrary/Shared%20Documents/Product%20Images/Delta_Room_Units1.png | https://bapisensors.sharepoint.com/sites/BAPIMediaLibrary/Shared%20Documents/Datasheets/BS4_Delta_NoDisplay_NoPrice.pdf | https://bapisensors.sharepoint.com/sites/BAPIMediaLibrary/Shared%20Documents/Instructions/9522_ins_uni6_rsoc.pdf
BA/10K3R84L6NCG | BA/10K-3-R84L6-N-CG | WALL DELTA SENSOR 10K THMS 3 OVR SNSR |  | https://bapisensors.sharepoint.com/sites/BAPIMediaLibrary/Shared%20Documents/Product%20Images/Delta_Room_Units1.png | https://bapisensors.sharepoint.com/sites/BAPIMediaLibrary/Shared%20Documents/Datasheets/BS4_Delta_NoDisplay_NoPrice.pdf | https://bapisensors.sharepoint.com/sites/BAPIMediaLibrary/Shared%20Documents/Instructions/9522_ins_uni6_rsoc.pdf
BA/10K3R85L6NCG | BA/10K-3-R85L6-N-CG | WALL DELTA SENSOR 10K THMS 3 OVR SNSR |  | https://bapisensors.sharepoint.com/sites/BAPIMediaLibrary/Shared%20Documents/Product%20Images/Delta_Room_Units1.png | https://bapisensors.sharepoint.com/sites/BAPIMediaLibrary/Shared%20Documents/Datasheets/BS4_Delta_NoDisplay_NoPrice.pdf | https://bapisensors.sharepoint.com/sites/BAPIMediaLibrary/Shared%20Documents/Instructions/9522_ins_uni6_rsoc.pdf
BA/10K3R25L2NDF | BA/10K-3-R25L2-N-DF | WALL DELTA SENSOR 10K THMS 3 OVR SNSR DIF |  | https://bapisensors.sharepoint.com/sites/BAPIMediaLibrary/Shared%20Documents/Product%20Images/Delta_Room_Units1.png | https://bapisensors.sharepoint.com/sites/BAPIMediaLibrary/Shared%20Documents/Datasheets/BS4_Delta_NoDisplay_NoPrice.pdf | https://bapisensors.sharepoint.com/sites/BAPIMediaLibrary/Shared%20Documents/Instructions/9522_ins_uni6_rsoc.pdf
BA/10K3R40L6NDF | BA/10K-3-R40L6-N-DF | WALL DELTA SENSOR 10K THMS 3 OVR SNSR DIF |  | https://bapisensors.sharepoint.com/sites/BAPIMediaLibrary/Shared%20Documents/Product%20Images/Delta_Room_Units1.png | https://bapisensors.sharepoint.com/sites/BAPIMediaLibrary/Shared%20Documents/Datasheets/BS4_Delta_NoDisplay_NoPrice.pdf | https://bapisensors.sharepoint.com/sites/BAPIMediaLibrary/Shared%20Documents/Instructions/9522_ins_uni6_rsoc.pdf
BA/10K3R60L3NDF | BA/10K-3-R60L3-N-DF | WALL DELTA SENSOR 10K THMS 3 OVR SNSR DIF |  | https://bapisensors.sharepoint.com/sites/BAPIMediaLibrary/Shared%20Documents/Product%20Images/Delta_Room_Units1.png | https://bapisensors.sharepoint.com/sites/BAPIMediaLibrary/Shared%20Documents/Datasheets/BS4_Delta_NoDisplay_NoPrice.pdf | https://bapisensors.sharepoint.com/sites/BAPIMediaLibrary/Shared%20Documents/Instructions/9522_ins_uni6_rsoc.pdf
BA/10K3R60L6NDF | BA/10K-3-R60L6-N-DF | WALL DELTA SENSOR 10K THMS 3 OVR SNSR DIF |  | https://bapisensors.sharepoint.com/sites/BAPIMediaLibrary/Shared%20Documents/Product%20Images/Delta_Room_Units1.png | https://bapisensors.sharepoint.com/sites/BAPIMediaLibrary/Shared%20Documents/Datasheets/BS4_Delta_NoDisplay_NoPrice.pdf | https://bapisensors.sharepoint.com/sites/BAPIMediaLibrary/Shared%20Documents/Instructions/9522_ins_uni6_rsoc.pdf
BA/10K3R80L6NDF | BA/10K-3-R80L6-N-DF | WALL DELTA SENSOR 10K THMS 3 OVR SNSR DIF |  | https://bapisensors.sharepoint.com/sites/BAPIMediaLibrary/Shared%20Documents/Product%20Images/Delta_Room_Units1.png | https://bapisensors.sharepoint.com/sites/BAPIMediaLibrary/Shared%20Documents/Datasheets/BS4_Delta_NoDisplay_NoPrice.pdf | https://bapisensors.sharepoint.com/sites/BAPIMediaLibrary/Shared%20Documents/Instructions/9522_ins_uni6_rsoc.pdf
BA/10K3R84L6NDF | BA/10K-3-R84L6-N-DF | WALL DELTA SENSOR 10K THMS 3 OVR SNSR DIF |  | https://bapisensors.sharepoint.com/sites/BAPIMediaLibrary/Shared%20Documents/Product%20Images/Delta_Room_Units1.png | https://bapisensors.sharepoint.com/sites/BAPIMediaLibrary/Shared%20Documents/Datasheets/BS4_Delta_NoDisplay_NoPrice.pdf | https://bapisensors.sharepoint.com/sites/BAPIMediaLibrary/Shared%20Documents/Instructions/9522_ins_uni6_rsoc.pdf
BA/10K3R61L6PCG | BA/10K-3-R61L6-P-CG | WALL DELTA SENSOR 10K THMS 3 OVR STPT |  | https://bapisensors.sharepoint.com/sites/BAPIMediaLibrary/Shared%20Documents/Product%20Images/Delta_Room_Units1.png | https://bapisensors.sharepoint.com/sites/BAPIMediaLibrary/Shared%20Documents/Datasheets/BS4_Delta_NoDisplay_NoPrice.pdf | https://bapisensors.sharepoint.com/sites/BAPIMediaLibrary/Shared%20Documents/Instructions/9522_ins_uni6_rsoc.pdf
BA/10K3R80L6PCG | BA/10K-3-R80L6-P-CG | WALL DELTA SENSOR 10K THMS 3 OVR STPT |  | https://bapisensors.sharepoint.com/sites/BAPIMediaLibrary/Shared%20Documents/Product%20Images/Delta_Room_Units1.png | https://bapisensors.sharepoint.com/sites/BAPIMediaLibrary/Shared%20Documents/Datasheets/BS4_Delta_NoDisplay_NoPrice.pdf | https://bapisensors.sharepoint.com/sites/BAPIMediaLibrary/Shared%20Documents/Instructions/9522_ins_uni6_rsoc.pdf
BA/10K3R82L6PCG | BA/10K-3-R82L6-P-CG | WALL DELTA SENSOR 10K THMS 3 OVR STPT |  | https://bapisensors.sharepoint.com/sites/BAPIMediaLibrary/Shared%20Documents/Product%20Images/Delta_Room_Units1.png | https://bapisensors.sharepoint.com/sites/BAPIMediaLibrary/Shared%20Documents/Datasheets/BS4_Delta_NoDisplay_NoPrice.pdf | https://bapisensors.sharepoint.com/sites/BAPIMediaLibrary/Shared%20Documents/Instructions/9522_ins_uni6_rsoc.pdf
BA/10K3R84L2PCG | BA/10K-3-R84L2-P-CG | WALL DELTA SENSOR 10K THMS 3 OVR STPT |  | https://bapisensors.sharepoint.com/sites/BAPIMediaLibrary/Shared%20Documents/Product%20Images/Delta_Room_Units1.png | https://bapisensors.sharepoint.com/sites/BAPIMediaLibrary/Shared%20Documents/Datasheets/BS4_Delta_NoDisplay_NoPrice.pdf | https://bapisensors.sharepoint.com/sites/BAPIMediaLibrary/Shared%20Documents/Instructions/9522_ins_uni6_rsoc.pdf
BA/10K3R84L6PCG | BA/10K-3-R84L6-P-CG | WALL DELTA SENSOR 10K THMS 3 OVR STPT |  | https://bapisensors.sharepoint.com/sites/BAPIMediaLibrary/Shared%20Documents/Product%20Images/Delta_Room_Units1.png | https://bapisensors.sharepoint.com/sites/BAPIMediaLibrary/Shared%20Documents/Datasheets/BS4_Delta_NoDisplay_NoPrice.pdf | https://bapisensors.sharepoint.com/sites/BAPIMediaLibrary/Shared%20Documents/Instructions/9522_ins_uni6_rsoc.pdf
BA/10K3R82L6PDF | BA/10K-3-R82L6-P-DF | WALL DELTA SENSOR 10K THMS 3 OVR STPT DIF |  | https://bapisensors.sharepoint.com/sites/BAPIMediaLibrary/Shared%20Documents/Product%20Images/Delta_Room_Units1.png | https://bapisensors.sharepoint.com/sites/BAPIMediaLibrary/Shared%20Documents/Datasheets/BS4_Delta_NoDisplay_NoPrice.pdf | https://bapisensors.sharepoint.com/sites/BAPIMediaLibrary/Shared%20Documents/Instructions/9522_ins_uni6_rsoc.pdf
BA/1K375-R | BA/1K[375]-R | WALL DELTA SENSOR 1K OHM RTD 375 |  | https://bapisensors.sharepoint.com/sites/BAPIMediaLibrary/Shared%20Documents/Product%20Images/Delta_Room_Units1.png | https://bapisensors.sharepoint.com/sites/BAPIMediaLibrary/Shared%20Documents/Datasheets/BS4_Delta_NoDisplay_NoPrice.pdf | https://bapisensors.sharepoint.com/sites/BAPIMediaLibrary/Shared%20Documents/Instructions/9522_ins_uni6_rsoc.pdf
BA/1K375RZCG | BA/1K[375]-R-Z-CG | WALL DELTA SENSOR 1K OHM RTD 375 NO OVR |  | https://bapisensors.sharepoint.com/sites/BAPIMediaLibrary/Shared%20Documents/Product%20Images/Delta_Room_Units1.png | https://bapisensors.sharepoint.com/sites/BAPIMediaLibrary/Shared%20Documents/Datasheets/BS4_Delta_NoDisplay_NoPrice.pdf | https://bapisensors.sharepoint.com/sites/BAPIMediaLibrary/Shared%20Documents/Instructions/9522_ins_uni6_rsoc.pdf
BA/1K375RJDF | BA/1K[375]-R-J-DF | WALL DELTA SENSOR 1K OHM RTD 375 OVR SEP DIF |  | https://bapisensors.sharepoint.com/sites/BAPIMediaLibrary/Shared%20Documents/Product%20Images/Delta_Room_Units1.png | https://bapisensors.sharepoint.com/sites/BAPIMediaLibrary/Shared%20Documents/Datasheets/BS4_Delta_NoDisplay_NoPrice.pdf | https://bapisensors.sharepoint.com/sites/BAPIMediaLibrary/Shared%20Documents/Instructions/9522_ins_uni6_rsoc.pdf
BA/1K-R | BA/1K-R | WALL DELTA SENSOR 1K OHM RTD 385 |  | https://bapisensors.sharepoint.com/sites/BAPIMediaLibrary/Shared%20Documents/Product%20Images/Delta_Room_Units1.png | https://bapisensors.sharepoint.com/sites/BAPIMediaLibrary/Shared%20Documents/Datasheets/BS4_Delta_NoDisplay_NoPrice.pdf | https://bapisensors.sharepoint.com/sites/BAPIMediaLibrary/Shared%20Documents/Instructions/9522_ins_uni6_rsoc.pdf
BA/1KAR | BA/1K[A]-R | WALL DELTA SENSOR 1K OHM RTD 385 HI ACCY |  | https://bapisensors.sharepoint.com/sites/BAPIMediaLibrary/Shared%20Documents/Product%20Images/Delta_Room_Units1.png | https://bapisensors.sharepoint.com/sites/BAPIMediaLibrary/Shared%20Documents/Datasheets/BS4_Delta_NoDisplay_NoPrice.pdf | https://bapisensors.sharepoint.com/sites/BAPIMediaLibrary/Shared%20Documents/Instructions/9522_ins_uni6_rsoc.pdf
BA/1KR00L6ZCG | BA/1K-R00L6-Z-CG | WALL DELTA SENSOR 1K OHM RTD 385 NO OVR |  | https://bapisensors.sharepoint.com/sites/BAPIMediaLibrary/Shared%20Documents/Product%20Images/Delta_Room_Units1.png | https://bapisensors.sharepoint.com/sites/BAPIMediaLibrary/Shared%20Documents/Datasheets/BS4_Delta_NoDisplay_NoPrice.pdf | https://bapisensors.sharepoint.com/sites/BAPIMediaLibrary/Shared%20Documents/Instructions/9522_ins_uni6_rsoc.pdf
BA/1KR40L6ZCG | BA/1K-R40L6-Z-CG | WALL DELTA SENSOR 1K OHM RTD 385 NO OVR |  | https://bapisensors.sharepoint.com/sites/BAPIMediaLibrary/Shared%20Documents/Product%20Images/Delta_Room_Units1.png | https://bapisensors.sharepoint.com/sites/BAPIMediaLibrary/Shared%20Documents/Datasheets/BS4_Delta_NoDisplay_NoPrice.pdf | https://bapisensors.sharepoint.com/sites/BAPIMediaLibrary/Shared%20Documents/Instructions/9522_ins_uni6_rsoc.pdf
BA/1KRZC12TBCG | BA/1K-R-Z-C12-TB-CG | WALL DELTA SENSOR 1K OHM RTD 385 NO OVR 3POS SW |  | https://bapisensors.sharepoint.com/sites/BAPIMediaLibrary/Shared%20Documents/Product%20Images/Delta_Room_Units1.png | https://bapisensors.sharepoint.com/sites/BAPIMediaLibrary/Shared%20Documents/Datasheets/BS4_Delta_NoDisplay_NoPrice.pdf | https://bapisensors.sharepoint.com/sites/BAPIMediaLibrary/Shared%20Documents/Instructions/9522_ins_uni6_rsoc.pdf
BA/1KAR42L6ZCG | BA/1K[A]-R42L6-Z-CG | WALL DELTA SENSOR 1K OHM RTD 385 NO OVR HI ACCY |  | https://bapisensors.sharepoint.com/sites/BAPIMediaLibrary/Shared%20Documents/Product%20Images/Delta_Room_Units1.png | https://bapisensors.sharepoint.com/sites/BAPIMediaLibrary/Shared%20Documents/Datasheets/BS4_Delta_NoDisplay_NoPrice.pdf | https://bapisensors.sharepoint.com/sites/BAPIMediaLibrary/Shared%20Documents/Instructions/9522_ins_uni6_rsoc.pdf
BA/1KRJCG | BA/1K-R-J-CG | WALL DELTA SENSOR 1K OHM RTD 385 OVER SEP |  | https://bapisensors.sharepoint.com/sites/BAPIMediaLibrary/Shared%20Documents/Product%20Images/Delta_Room_Units1.png | https://bapisensors.sharepoint.com/sites/BAPIMediaLibrary/Shared%20Documents/Datasheets/BS4_Delta_NoDisplay_NoPrice.pdf | https://bapisensors.sharepoint.com/sites/BAPIMediaLibrary/Shared%20Documents/Instructions/9522_ins_uni6_rsoc.pdf
BA/1KR26L6NCG | BA/1K-R26L6-N-CG | WALL DELTA SENSOR 1K OHM RTD 385 OVR SNSR |  | https://bapisensors.sharepoint.com/sites/BAPIMediaLibrary/Shared%20Documents/Product%20Images/Delta_Room_Units1.png | https://bapisensors.sharepoint.com/sites/BAPIMediaLibrary/Shared%20Documents/Datasheets/BS4_Delta_NoDisplay_NoPrice.pdf | https://bapisensors.sharepoint.com/sites/BAPIMediaLibrary/Shared%20Documents/Instructions/9522_ins_uni6_rsoc.pdf
BA/1KR40L2NCG | BA/1K-R40L2-N-CG | WALL DELTA SENSOR 1K OHM RTD 385 OVR SNSR |  | https://bapisensors.sharepoint.com/sites/BAPIMediaLibrary/Shared%20Documents/Product%20Images/Delta_Room_Units1.png | https://bapisensors.sharepoint.com/sites/BAPIMediaLibrary/Shared%20Documents/Datasheets/BS4_Delta_NoDisplay_NoPrice.pdf | https://bapisensors.sharepoint.com/sites/BAPIMediaLibrary/Shared%20Documents/Instructions/9522_ins_uni6_rsoc.pdf
BA/1KR41L6NCG | BA/1K-R41L6-N-CG | WALL DELTA SENSOR 1K OHM RTD 385 OVR SNSR |  | https://bapisensors.sharepoint.com/sites/BAPIMediaLibrary/Shared%20Documents/Product%20Images/Delta_Room_Units1.png | https://bapisensors.sharepoint.com/sites/BAPIMediaLibrary/Shared%20Documents/Datasheets/BS4_Delta_NoDisplay_NoPrice.pdf | https://bapisensors.sharepoint.com/sites/BAPIMediaLibrary/Shared%20Documents/Instructions/9522_ins_uni6_rsoc.pdf
BA/1KR25L6NDF | BA/1K-R25L6-N-DF | WALL DELTA SENSOR 1K OHM RTD 385 OVR SNSR DIF |  | https://bapisensors.sharepoint.com/sites/BAPIMediaLibrary/Shared%20Documents/Product%20Images/Delta_Room_Units1.png | https://bapisensors.sharepoint.com/sites/BAPIMediaLibrary/Shared%20Documents/Datasheets/BS4_Delta_NoDisplay_NoPrice.pdf | https://bapisensors.sharepoint.com/sites/BAPIMediaLibrary/Shared%20Documents/Instructions/9522_ins_uni6_rsoc.pdf
BA/1KRNDF | BA/1K-R-N-DF | WALL DELTA SENSOR 1K OHM RTD 385 OVR SNSR DIF |  | https://bapisensors.sharepoint.com/sites/BAPIMediaLibrary/Shared%20Documents/Product%20Images/Delta_Room_Units1.png | https://bapisensors.sharepoint.com/sites/BAPIMediaLibrary/Shared%20Documents/Datasheets/BS4_Delta_NoDisplay_NoPrice.pdf | https://bapisensors.sharepoint.com/sites/BAPIMediaLibrary/Shared%20Documents/Instructions/9522_ins_uni6_rsoc.pdf
BA/1KRBM5090 | BA/1K-R-BM5090 | WALL DELTA SENSOR 1K OHM RTD 385 THERMOMETER F |  | https://bapisensors.sharepoint.com/sites/BAPIMediaLibrary/Shared%20Documents/Product%20Images/Delta_Style_BM5090.png | https://bapisensors.sharepoint.com/sites/BAPIMediaLibrary/Shared%20Documents/Datasheets/Delta_Style_Temperature_Sensors.pdf | https://bapisensors.sharepoint.com/sites/BAPIMediaLibrary/Shared%20Documents/Instructions/9522_ins_uni6_rsoc.pdf
BA/1KNIR40L6ZCG | BA/1K[NI]-R40L6-Z-CG | WALL DELTA SENSOR 1K OHM RTD NICKEL NO OVR |  | https://bapisensors.sharepoint.com/sites/BAPIMediaLibrary/Shared%20Documents/Product%20Images/Delta_Room_Units1.png | https://bapisensors.sharepoint.com/sites/BAPIMediaLibrary/Shared%20Documents/Datasheets/BS4_Delta_NoDisplay_NoPrice.pdf | https://bapisensors.sharepoint.com/sites/BAPIMediaLibrary/Shared%20Documents/Instructions/9522_ins_uni6_rsoc.pdf
BA/1KNIR43L4ZCG | BA/1K[NI]-R43L4-Z-CG | WALL DELTA SENSOR 1K OHM RTD NICKEL NO OVR |  | https://bapisensors.sharepoint.com/sites/BAPIMediaLibrary/Shared%20Documents/Product%20Images/Delta_Room_Units1.png | https://bapisensors.sharepoint.com/sites/BAPIMediaLibrary/Shared%20Documents/Datasheets/BS4_Delta_NoDisplay_NoPrice.pdf | https://bapisensors.sharepoint.com/sites/BAPIMediaLibrary/Shared%20Documents/Instructions/9522_ins_uni6_rsoc.pdf
BA/1KNIRZC11CG | BA/1K[NI]-R-Z-C11-CG | WALL DELTA SENSOR 1K OHM RTD NICKEL NO OVR RJ11 |  | https://bapisensors.sharepoint.com/sites/BAPIMediaLibrary/Shared%20Documents/Product%20Images/Delta_Room_Units1.png | https://bapisensors.sharepoint.com/sites/BAPIMediaLibrary/Shared%20Documents/Datasheets/BS4_Delta_NoDisplay_NoPrice.pdf | https://bapisensors.sharepoint.com/sites/BAPIMediaLibrary/Shared%20Documents/Instructions/9522_ins_uni6_rsoc.pdf
BA/2.2KR | BA/2.2K-R | WALL DELTA SENSOR 2.2K THMS |  | https://bapisensors.sharepoint.com/sites/BAPIMediaLibrary/Shared%20Documents/Product%20Images/Delta_Room_Units1.png | https://bapisensors.sharepoint.com/sites/BAPIMediaLibrary/Shared%20Documents/Datasheets/BS4_Delta_NoDisplay_NoPrice.pdf | https://bapisensors.sharepoint.com/sites/BAPIMediaLibrary/Shared%20Documents/Instructions/9522_ins_uni6_rsoc.pdf
BA/3.25KRZC12CG | BA/3.25K-R-Z-C12-CG-BW | WALL DELTA SENSOR 3.25K THMS NO OVR RJ12 |  | https://bapisensors.sharepoint.com/sites/BAPIMediaLibrary/Shared%20Documents/Product%20Images/Delta_Room_Units1.png | https://bapisensors.sharepoint.com/sites/BAPIMediaLibrary/Shared%20Documents/Datasheets/BS4_Delta_NoDisplay_NoPrice.pdf | https://bapisensors.sharepoint.com/sites/BAPIMediaLibrary/Shared%20Documents/Instructions/9522_ins_uni6_rsoc.pdf
BA/1K375RSZ | BA/1K[375]-RSZ | WALL EXECTUIVE SENSOR 1K OHM RTD 375 |  | https://bapisensors.sharepoint.com/sites/BAPIMediaLibrary/Shared%20Documents/Product%20Images/PreCon_Units.png | https://bapisensors.sharepoint.com/sites/BAPIMediaLibrary/Shared%20Documents/Datasheets/PreCon_Style_Temperature_Sensors.pdf | https://bapisensors.sharepoint.com/sites/BAPIMediaLibrary/Shared%20Documents/Instructions/9546_ins_temp_rsz.pdf
BA/100RSZ | BA/100-RSZ | WALL EXECUTIVE SENSOR 100 OHM RTD 385 |  | https://bapisensors.sharepoint.com/sites/BAPIMediaLibrary/Shared%20Documents/Product%20Images/PreCon_Units.png | https://bapisensors.sharepoint.com/sites/BAPIMediaLibrary/Shared%20Documents/Datasheets/PreCon_Style_Temperature_Sensors.pdf | https://bapisensors.sharepoint.com/sites/BAPIMediaLibrary/Shared%20Documents/Instructions/9546_ins_temp_rsz.pdf
BA/10K2XPRZCG | BA/10K-2[XP]-R-Z-CG | WALL EXECUTIVE SENSOR 10K THMS 2 HI ACCY |  | https://bapisensors.sharepoint.com/sites/BAPIMediaLibrary/Shared%20Documents/Product%20Images/Delta_Room_Units1.png | https://bapisensors.sharepoint.com/sites/BAPIMediaLibrary/Shared%20Documents/Datasheets/BS4_Delta_NoDisplay_NoPrice.pdf | https://bapisensors.sharepoint.com/sites/BAPIMediaLibrary/Shared%20Documents/Instructions/9522_ins_uni6_rsoc.pdf
BA/10K-3-H205-B4DF-N-CG-WMW | BA/10K-3-H205-B4DF-N-CG-WMW | WALL BAPISTAT4 HUM TEMP WHITE SENSOR 10K THMS +/-2% 4-20MA |  | https://bapisensors.sharepoint.com/sites/BAPIMediaLibrary/Shared%20Documents/Product%20Images/BAPIStat4_Temperature.png | https://bapisensors.sharepoint.com/sites/BAPIMediaLibrary/Shared%20Documents/Datasheets/BAPIStat4_BAPIStat2_Humidity_NoPrice.pdf | https://bapisensors.sharepoint.com/sites/BAPIMediaLibrary/Shared%20Documents/Instructions/24595_ins_bapi_4_room_humidity.pdf
BA/1KNI84 | BA/1K[NI]-84 | WALL IVORY PLATE TEMP 1K OHM NICKEL RTD |  |  | https://bapisensors.sharepoint.com/sites/BAPIMediaLibrary/Shared%20Documents/Datasheets/WallPlates_temp_NoPrice-v17.pdf | https://bapisensors.sharepoint.com/sites/BAPIMediaLibrary/Shared%20Documents/Instructions/8588_ins_SP_AP.pdf
BA/100AP | BA/100-AP | WALL PLATE 100 RTD ALUM |  |  | https://bapisensors.sharepoint.com/sites/BAPIMediaLibrary/Shared%20Documents/Datasheets/WallPlates_temp_NoPrice-v17.pdf | https://bapisensors.sharepoint.com/sites/BAPIMediaLibrary/Shared%20Documents/Instructions/8588_ins_SP_AP.pdf
BA/100APK | BA/100-AP-K | WALL PLATE 100 RTD ALUM KEY OVRRDE |  |  | https://bapisensors.sharepoint.com/sites/BAPIMediaLibrary/Shared%20Documents/Datasheets/WallPlates_temp_NoPrice-v17.pdf | https://bapisensors.sharepoint.com/sites/BAPIMediaLibrary/Shared%20Documents/Instructions/8587_ins_sp_ap_o_01_02.pdf
BA/10K366 | BA/10K-3-66 | WALL PLATE 10K THMS 3 SATIN BRONZE |  |  | https://bapisensors.sharepoint.com/sites/BAPIMediaLibrary/Shared%20Documents/Datasheets/WallPlates_temp_NoPrice-v17.pdf | https://bapisensors.sharepoint.com/sites/BAPIMediaLibrary/Shared%20Documents/Instructions/8588_ins_SP_AP.pdf
BA/10K382 | BA/10K-3-82 | WALL PLATE 10K THMS 3 SMOOTH BROWN |  |  | https://bapisensors.sharepoint.com/sites/BAPIMediaLibrary/Shared%20Documents/Datasheets/WallPlates_temp_NoPrice-v17.pdf | https://bapisensors.sharepoint.com/sites/BAPIMediaLibrary/Shared%20Documents/Instructions/8588_ins_SP_AP.pdf
BA/10K384 | BA/10K-3-84 | WALL PLATE 10K THMS 3 SMOOTH IVORY |  |  | https://bapisensors.sharepoint.com/sites/BAPIMediaLibrary/Shared%20Documents/Datasheets/WallPlates_temp_NoPrice-v17.pdf | https://bapisensors.sharepoint.com/sites/BAPIMediaLibrary/Shared%20Documents/Instructions/8588_ins_SP_AP.pdf
BA/10K386O2 | BA/10K-3-86-O2 | WALL PLATE 10K THMS 3 WHT PB OVR |  |  | https://bapisensors.sharepoint.com/sites/BAPIMediaLibrary/Shared%20Documents/Datasheets/WallPlates_temp_NoPrice-v17.pdf | https://bapisensors.sharepoint.com/sites/BAPIMediaLibrary/Shared%20Documents/Instructions/8587_ins_sp_ap_o_01_02.pdf
BA/10K385 | BA/10K-3-85 | WALL PLATE 10K THMS 3 WRKL WHT |  |  | https://bapisensors.sharepoint.com/sites/BAPIMediaLibrary/Shared%20Documents/Datasheets/WallPlates_temp_NoPrice-v17.pdf | https://bapisensors.sharepoint.com/sites/BAPIMediaLibrary/Shared%20Documents/Instructions/8588_ins_SP_AP.pdf
BA/10K386 | BA/10K-3-86 | WALL PLATE S/S 10K-3 THMS SENSOR |  |  | https://bapisensors.sharepoint.com/sites/BAPIMediaLibrary/Shared%20Documents/Datasheets/WallPlates_temp_NoPrice-v17.pdf | https://bapisensors.sharepoint.com/sites/BAPIMediaLibrary/Shared%20Documents/Instructions/8588_ins_SP_AP.pdf
BA/10K386151 | BA/10K-3-86-151 | WALL PLATE S/S 10K-3 THMS SENSOR |  |  | https://bapisensors.sharepoint.com/sites/BAPIMediaLibrary/Shared%20Documents/Datasheets/WallPlates_temp_NoPrice-v17.pdf | https://bapisensors.sharepoint.com/sites/BAPIMediaLibrary/Shared%20Documents/Instructions/8588_ins_SP_AP.pdf
BA/1K7-SP | BA/1K[375]-SP | WALL PLATE SENSOR - SS |  |  | https://bapisensors.sharepoint.com/sites/BAPIMediaLibrary/Shared%20Documents/Datasheets/WallPlates_temp_NoPrice-v17.pdf | https://bapisensors.sharepoint.com/sites/BAPIMediaLibrary/Shared%20Documents/Instructions/8588_ins_SP_AP.pdf
BA/10K386O2G24 | BA/10K-3-86-O2G24 | WALL PLT 10K 3 WHT PB OVR GRN LED |  |  | https://bapisensors.sharepoint.com/sites/BAPIMediaLibrary/Shared%20Documents/Datasheets/WallPlates_temp_NoPrice-v17.pdf | https://bapisensors.sharepoint.com/sites/BAPIMediaLibrary/Shared%20Documents/Instructions/8587_ins_sp_ap_o_01_02.pdf
BA/10K385O2 | BA/10K-3-85-O2 | WALL PLT 10K THMS 3 WRKL WHT PB OVR |  |  | https://bapisensors.sharepoint.com/sites/BAPIMediaLibrary/Shared%20Documents/Datasheets/WallPlates_temp_NoPrice-v17.pdf | https://bapisensors.sharepoint.com/sites/BAPIMediaLibrary/Shared%20Documents/Instructions/8587_ins_sp_ap_o_01_02.pdf
BA/100RSS | BA/100-RSS | WALL POWERS SENSOR 100 OHM RTD 385 |  | https://bapisensors.sharepoint.com/sites/BAPIMediaLibrary/Shared%20Documents/Product%20Images/Powers_Sensor.png | https://bapisensors.sharepoint.com/sites/BAPIMediaLibrary/Shared%20Documents/Datasheets/Powers_Style_Temperature_Sensors.pdf | https://bapisensors.sharepoint.com/sites/BAPIMediaLibrary/Shared%20Documents/Instructions/32062_ins_temp_rss.pdf
BA/RUPDC50CGSWC | BA/RUPDC-5-0-CG-SWC | WALL RUP UNIT TEMP SENSOR |  | https://bapisensors.sharepoint.com/sites/BAPIMediaLibrary/Shared%20Documents/Product%20Images/Decora_Sensors.png | https://bapisensors.sharepoint.com/sites/BAPIMediaLibrary/Shared%20Documents/Datasheets/Decora_Style_temp_NoPrice-v17.pdf | https://bapisensors.sharepoint.com/sites/BAPIMediaLibrary/Shared%20Documents/Instructions/18640_ins_RuPD.pdf
BA/RUPDF102CGNC | BA/RUPDF-102-CG-NC | WALL RUP UNIT TEMP SENSOR |  | https://bapisensors.sharepoint.com/sites/BAPIMediaLibrary/Shared%20Documents/Product%20Images/Decora_Sensors.png | https://bapisensors.sharepoint.com/sites/BAPIMediaLibrary/Shared%20Documents/Datasheets/Decora_Style_temp_NoPrice-v17.pdf | https://bapisensors.sharepoint.com/sites/BAPIMediaLibrary/Shared%20Documents/Instructions/18640_ins_RuPD.pdf
BA/RUPDF1DFSWC | BA/RUPDF-1-DF-SWC | WALL RUP UNIT TEMP SENSOR |  | https://bapisensors.sharepoint.com/sites/BAPIMediaLibrary/Shared%20Documents/Product%20Images/Decora_Sensors.png | https://bapisensors.sharepoint.com/sites/BAPIMediaLibrary/Shared%20Documents/Datasheets/Decora_Style_temp_NoPrice-v17.pdf | https://bapisensors.sharepoint.com/sites/BAPIMediaLibrary/Shared%20Documents/Instructions/18640_ins_RuPD.pdf
BA/RUPDF20CGSWC | BA/RUPDF-20-CG-SWC | WALL RUP UNIT TEMP SENSOR |  | https://bapisensors.sharepoint.com/sites/BAPIMediaLibrary/Shared%20Documents/Product%20Images/Decora_Sensors.png | https://bapisensors.sharepoint.com/sites/BAPIMediaLibrary/Shared%20Documents/Datasheets/Decora_Style_temp_NoPrice-v17.pdf | https://bapisensors.sharepoint.com/sites/BAPIMediaLibrary/Shared%20Documents/Instructions/18640_ins_RuPD.pdf
BA/RUPDF3CGSWC | BA/RUPDF-3-CG-SWC | WALL RUP UNIT TEMP SENSOR |  | https://bapisensors.sharepoint.com/sites/BAPIMediaLibrary/Shared%20Documents/Product%20Images/Decora_Sensors.png | https://bapisensors.sharepoint.com/sites/BAPIMediaLibrary/Shared%20Documents/Datasheets/Decora_Style_temp_NoPrice-v17.pdf | https://bapisensors.sharepoint.com/sites/BAPIMediaLibrary/Shared%20Documents/Instructions/18640_ins_RuPD.pdf
BA/RUPDF51CGSWC | BA/RUPDF-5-1-CG-SWC | WALL RUP UNIT TEMP SENSOR |  | https://bapisensors.sharepoint.com/sites/BAPIMediaLibrary/Shared%20Documents/Product%20Images/Decora_Sensors.png | https://bapisensors.sharepoint.com/sites/BAPIMediaLibrary/Shared%20Documents/Datasheets/Decora_Style_temp_NoPrice-v17.pdf | https://bapisensors.sharepoint.com/sites/BAPIMediaLibrary/Shared%20Documents/Instructions/18640_ins_RuPD.pdf
BA/RUPDFD8453CG | BA/RUPDF-D84-5-3-CG-SWC | WALL RUP UNIT TEMP SENSOR |  | https://bapisensors.sharepoint.com/sites/BAPIMediaLibrary/Shared%20Documents/Product%20Images/Decora_Sensors.png | https://bapisensors.sharepoint.com/sites/BAPIMediaLibrary/Shared%20Documents/Datasheets/Decora_Style_temp_NoPrice-v17.pdf | https://bapisensors.sharepoint.com/sites/BAPIMediaLibrary/Shared%20Documents/Instructions/18640_ins_RuPD.pdf
BA/RUPDFE605102 | BA/RUPDF-E60-5-102-DF-SWC | WALL RUP UNIT TEMP SENSOR |  | https://bapisensors.sharepoint.com/sites/BAPIMediaLibrary/Shared%20Documents/Product%20Images/Decora_Sensors.png | https://bapisensors.sharepoint.com/sites/BAPIMediaLibrary/Shared%20Documents/Datasheets/Decora_Style_temp_NoPrice-v17.pdf | https://bapisensors.sharepoint.com/sites/BAPIMediaLibrary/Shared%20Documents/Instructions/18640_ins_RuPD.pdf
BA/RUPDFE6151CG | BA/RUPDF-E61-5-1-CG-SWC | WALL RUP UNIT TEMP SENSOR |  | https://bapisensors.sharepoint.com/sites/BAPIMediaLibrary/Shared%20Documents/Product%20Images/Decora_Sensors.png | https://bapisensors.sharepoint.com/sites/BAPIMediaLibrary/Shared%20Documents/Datasheets/Decora_Style_temp_NoPrice-v17.pdf | https://bapisensors.sharepoint.com/sites/BAPIMediaLibrary/Shared%20Documents/Instructions/18640_ins_RuPD.pdf
BARUPDC1375CGSW | BA/RUPDC-1375-CG-SWC | WALL RUPD DISPLAY NO O/R1K375 PASSIVE |  | https://bapisensors.sharepoint.com/sites/BAPIMediaLibrary/Shared%20Documents/Product%20Images/Decora_Sensors.png | https://bapisensors.sharepoint.com/sites/BAPIMediaLibrary/Shared%20Documents/Datasheets/Decora_Style_temp_NoPrice-v17.pdf | https://bapisensors.sharepoint.com/sites/BAPIMediaLibrary/Shared%20Documents/Instructions/18640_ins_RuPD.pdf
BA/10K2SPOSEC1 | BA/10K-2-SP-O-SEC1 | WALL S/S 10K THMS 2 OVR PB SEC SRW |  |  | https://bapisensors.sharepoint.com/sites/BAPIMediaLibrary/Shared%20Documents/Datasheets/WallPlates_temp_NoPrice-v17.pdf | https://bapisensors.sharepoint.com/sites/BAPIMediaLibrary/Shared%20Documents/Instructions/8587_ins_sp_ap_o_01_02.pdf
BA/T1K-SP | BA/T1K[0 TO 100F]-SP | WALL S/S PLATE XMTR ON (0-100F) |  |  | https://bapisensors.sharepoint.com/sites/BAPIMediaLibrary/Shared%20Documents/Datasheets/WallPlates_temp_NoPrice-v17.pdf | https://bapisensors.sharepoint.com/sites/BAPIMediaLibrary/Shared%20Documents/Instructions/8588_ins_SP_AP.pdf
BA/1003WSP | BA/100[3W]-SP | WALL S/S PLATE 100 OHM 3WIRE RTD |  |  | https://bapisensors.sharepoint.com/sites/BAPIMediaLibrary/Shared%20Documents/Datasheets/WallPlates_temp_NoPrice-v17.pdf | https://bapisensors.sharepoint.com/sites/BAPIMediaLibrary/Shared%20Documents/Instructions/8588_ins_SP_AP.pdf
BA/1003WSP631 | BA/100[3W]-SP-631 | WALL S/S PLATE 100 OHM 3WIRE RTD LOUVR |  |  | https://bapisensors.sharepoint.com/sites/BAPIMediaLibrary/Shared%20Documents/Datasheets/WallPlates_temp_NoPrice-v17.pdf | https://bapisensors.sharepoint.com/sites/BAPIMediaLibrary/Shared%20Documents/Instructions/8588_ins_SP_AP.pdf
BA/100SPK | BA/100-SP-K | WALL S/S PLATE 100 OHM RTD KEY OVR |  |  | https://bapisensors.sharepoint.com/sites/BAPIMediaLibrary/Shared%20Documents/Datasheets/WallPlates_temp_NoPrice-v17.pdf | https://bapisensors.sharepoint.com/sites/BAPIMediaLibrary/Shared%20Documents/Instructions/8587_ins_sp_ap_o_01_02.pdf
BA/100SP631 | BA/100-SP-631 | WALL S/S PLATE 100 OHM RTD LOUVRED |  |  | https://bapisensors.sharepoint.com/sites/BAPIMediaLibrary/Shared%20Documents/Datasheets/WallPlates_temp_NoPrice-v17.pdf | https://bapisensors.sharepoint.com/sites/BAPIMediaLibrary/Shared%20Documents/Instructions/8588_ins_SP_AP.pdf
BA/100SPO | BA/100-SP-O | WALL S/S PLATE 100 OHM RTD PB OVR |  |  | https://bapisensors.sharepoint.com/sites/BAPIMediaLibrary/Shared%20Documents/Datasheets/WallPlates_temp_NoPrice-v17.pdf | https://bapisensors.sharepoint.com/sites/BAPIMediaLibrary/Shared%20Documents/Instructions/8587_ins_sp_ap_o_01_02.pdf
BA/10K2APK | BA/10K-2-AP-K | WALL S/S PLATE 10K 2 THMS KEY OVR |  |  | https://bapisensors.sharepoint.com/sites/BAPIMediaLibrary/Shared%20Documents/Datasheets/WallPlates_temp_NoPrice-v17.pdf | https://bapisensors.sharepoint.com/sites/BAPIMediaLibrary/Shared%20Documents/Instructions/8587_ins_sp_ap_o_01_02.pdf
BA/10K2APKSEC1 | BA/10K-2-AP-K-SEC1 | WALL S/S PLATE 10K 2 THMS KEY OVR SEC SCRW |  |  | https://bapisensors.sharepoint.com/sites/BAPIMediaLibrary/Shared%20Documents/Datasheets/WallPlates_temp_NoPrice-v17.pdf | https://bapisensors.sharepoint.com/sites/BAPIMediaLibrary/Shared%20Documents/Instructions/8587_ins_sp_ap_o_01_02.pdf
BA/10K2APO | BA/10K-2-AP-O | WALL S/S PLATE 10K 2 THMS PB OVR |  |  | https://bapisensors.sharepoint.com/sites/BAPIMediaLibrary/Shared%20Documents/Datasheets/WallPlates_temp_NoPrice-v17.pdf | https://bapisensors.sharepoint.com/sites/BAPIMediaLibrary/Shared%20Documents/Instructions/8587_ins_sp_ap_o_01_02.pdf
BA/10K2APO1 | BA/10K-2-AP-O1 | WALL S/S PLATE 10K 2 THMS PB OVR |  |  | https://bapisensors.sharepoint.com/sites/BAPIMediaLibrary/Shared%20Documents/Datasheets/WallPlates_temp_NoPrice-v17.pdf | https://bapisensors.sharepoint.com/sites/BAPIMediaLibrary/Shared%20Documents/Instructions/8587_ins_sp_ap_o_01_02.pdf
BA/10K2APO2 | BA/10K-2-AP-O2 | WALL S/S PLATE 10K 2 THMS PB OVR |  |  | https://bapisensors.sharepoint.com/sites/BAPIMediaLibrary/Shared%20Documents/Datasheets/WallPlates_temp_NoPrice-v17.pdf | https://bapisensors.sharepoint.com/sites/BAPIMediaLibrary/Shared%20Documents/Instructions/8587_ins_sp_ap_o_01_02.pdf
BA/10K2APO2G24 | BA/10K-2-AP-O2G24 | WALL S/S PLATE 10K 2 THMS PB OVR GRN LED |  |  | https://bapisensors.sharepoint.com/sites/BAPIMediaLibrary/Shared%20Documents/Datasheets/WallPlates_temp_NoPrice-v17.pdf | https://bapisensors.sharepoint.com/sites/BAPIMediaLibrary/Shared%20Documents/Instructions/8587_ins_sp_ap_o_01_02.pdf
BA/10K2APO2R24 | BA/10K-2-AP-O2R24 | WALL S/S PLATE 10K 2 THMS PB OVR RED LED |  |  | https://bapisensors.sharepoint.com/sites/BAPIMediaLibrary/Shared%20Documents/Datasheets/WallPlates_temp_NoPrice-v17.pdf | https://bapisensors.sharepoint.com/sites/BAPIMediaLibrary/Shared%20Documents/Instructions/8587_ins_sp_ap_o_01_02.pdf
BA/10K2APSEC1 | BA/10K-2-AP-SEC1 | WALL S/S PLATE 10K 2 THMS SEC SCRW |  |  | https://bapisensors.sharepoint.com/sites/BAPIMediaLibrary/Shared%20Documents/Datasheets/WallPlates_temp_NoPrice-v17.pdf | https://bapisensors.sharepoint.com/sites/BAPIMediaLibrary/Shared%20Documents/Instructions/8588_ins_SP_AP.pdf
BA/10K2-SP | BA/10K2-SP | WALL S/S PLATE 10K THMS 2 |  |  | https://bapisensors.sharepoint.com/sites/BAPIMediaLibrary/Shared%20Documents/Datasheets/WallPlates_temp_NoPrice-v17.pdf | https://bapisensors.sharepoint.com/sites/BAPIMediaLibrary/Shared%20Documents/Instructions/8588_ins_SP_AP.pdf
BA/10K2SPZ10ZCG | BA/10K-2-SPZ10-Z-CG | WALL S/S PLATE 10K THMS 2 |  |  | https://bapisensors.sharepoint.com/sites/BAPIMediaLibrary/Shared%20Documents/Datasheets/WallPlates_Rotary_NoPrice.pdf | https://bapisensors.sharepoint.com/sites/BAPIMediaLibrary/Shared%20Documents/Instructions/16068_ins_sp_rotary.pdf
BA/10K2SPZ25ZCG | BA/10K-2-SPZ25-Z-CG | WALL S/S PLATE 10K THMS 2 |  |  | https://bapisensors.sharepoint.com/sites/BAPIMediaLibrary/Shared%20Documents/Datasheets/WallPlates_Rotary_NoPrice.pdf | https://bapisensors.sharepoint.com/sites/BAPIMediaLibrary/Shared%20Documents/Instructions/16068_ins_sp_rotary.pdf
BA/10K2SPZ40ZCG | BA/10K-2-SP-Z40-Z-CG | WALL S/S PLATE 10K THMS 2 |  |  | https://bapisensors.sharepoint.com/sites/BAPIMediaLibrary/Shared%20Documents/Datasheets/WallPlates_Rotary_NoPrice.pdf | https://bapisensors.sharepoint.com/sites/BAPIMediaLibrary/Shared%20Documents/Instructions/16068_ins_sp_rotary.pdf
BA/10K2SPZ46ZCG | BA/10K-2-SP-Z46-Z-CG | WALL S/S PLATE 10K THMS 2 |  |  | https://bapisensors.sharepoint.com/sites/BAPIMediaLibrary/Shared%20Documents/Datasheets/WallPlates_Rotary_NoPrice.pdf | https://bapisensors.sharepoint.com/sites/BAPIMediaLibrary/Shared%20Documents/Instructions/16068_ins_sp_rotary.pdf
BA/10K2SPZ60ZCG | BA/10K-2-SPZ60-Z-CG | WALL S/S PLATE 10K THMS 2 |  |  | https://bapisensors.sharepoint.com/sites/BAPIMediaLibrary/Shared%20Documents/Datasheets/WallPlates_Rotary_NoPrice.pdf | https://bapisensors.sharepoint.com/sites/BAPIMediaLibrary/Shared%20Documents/Instructions/16068_ins_sp_rotary.pdf
BA/10K2SPZ60ZDF | BA/10K-2-SP-Z60-Z-DF | WALL S/S PLATE 10K THMS 2 |  |  | https://bapisensors.sharepoint.com/sites/BAPIMediaLibrary/Shared%20Documents/Datasheets/WallPlates_Rotary_NoPrice.pdf | https://bapisensors.sharepoint.com/sites/BAPIMediaLibrary/Shared%20Documents/Instructions/16068_ins_sp_rotary.pdf
BA/10K2SPZ81CG | BA/10K-2-SP-Z81-CG | WALL S/S PLATE 10K THMS 2 |  |  | https://bapisensors.sharepoint.com/sites/BAPIMediaLibrary/Shared%20Documents/Datasheets/WallPlates_Rotary_NoPrice.pdf | https://bapisensors.sharepoint.com/sites/BAPIMediaLibrary/Shared%20Documents/Instructions/16068_ins_sp_rotary.pdf
BA/10K2SPZ81ZCG | BA/10K-2-SPZ81-Z-CG | WALL S/S PLATE 10K THMS 2 |  |  | https://bapisensors.sharepoint.com/sites/BAPIMediaLibrary/Shared%20Documents/Datasheets/WallPlates_Rotary_NoPrice.pdf | https://bapisensors.sharepoint.com/sites/BAPIMediaLibrary/Shared%20Documents/Instructions/16068_ins_sp_rotary.pdf
BA/10K2SP152 | BA/10K-2-SP-152 | WALL S/S PLATE 10K THMS 2 DBL GANG |  |  | https://bapisensors.sharepoint.com/sites/BAPIMediaLibrary/Shared%20Documents/Datasheets/WallPlates_temp_NoPrice-v17.pdf | https://bapisensors.sharepoint.com/sites/BAPIMediaLibrary/Shared%20Documents/Instructions/8588_ins_SP_AP.pdf
BA/10K2SP152O1 | BA/10K-2-SP-152-O1 | WALL S/S PLATE 10K THMS 2 DBL GNG OVR PB |  |  | https://bapisensors.sharepoint.com/sites/BAPIMediaLibrary/Shared%20Documents/Datasheets/WallPlates_temp_NoPrice-v17.pdf | https://bapisensors.sharepoint.com/sites/BAPIMediaLibrary/Shared%20Documents/Instructions/8587_ins_sp_ap_o_01_02.pdf
BA/10K2XPSP | BA/10K-2[XP]-SP | WALL S/S PLATE 10K THMS 2 HI ACCY |  |  | https://bapisensors.sharepoint.com/sites/BAPIMediaLibrary/Shared%20Documents/Datasheets/WallPlates_temp_NoPrice-v17.pdf | https://bapisensors.sharepoint.com/sites/BAPIMediaLibrary/Shared%20Documents/Instructions/8588_ins_SP_AP.pdf
BA/10K2SPC35 | BA/10K-2-SP-C35 | WALL S/S PLATE 10K THMS 2 JACK |  |  | https://bapisensors.sharepoint.com/sites/BAPIMediaLibrary/Shared%20Documents/Datasheets/WallPlates_temp_NoPrice-v17.pdf | https://bapisensors.sharepoint.com/sites/BAPIMediaLibrary/Shared%20Documents/Instructions/8587_ins_sp_ap_o_01_02.pdf
BA/10K2SPO | BA/10K-2-SP-O | WALL S/S PLATE 10K THMS 2 OVR PB |  |  | https://bapisensors.sharepoint.com/sites/BAPIMediaLibrary/Shared%20Documents/Datasheets/WallPlates_temp_NoPrice-v17.pdf | https://bapisensors.sharepoint.com/sites/BAPIMediaLibrary/Shared%20Documents/Instructions/8587_ins_sp_ap_o_01_02.pdf
BA/10K2SPO1 | BA/10K-2-SP-O1 | WALL S/S PLATE 10K THMS 2 OVR PB |  |  | https://bapisensors.sharepoint.com/sites/BAPIMediaLibrary/Shared%20Documents/Datasheets/WallPlates_temp_NoPrice-v17.pdf | https://bapisensors.sharepoint.com/sites/BAPIMediaLibrary/Shared%20Documents/Instructions/8587_ins_sp_ap_o_01_02.pdf
BA/10K2SPO2G24 | BA/10K-2-SP-O2G24 | WALL S/S PLATE 10K THMS 2 OVR PB GRN LED |  |  | https://bapisensors.sharepoint.com/sites/BAPIMediaLibrary/Shared%20Documents/Datasheets/WallPlates_temp_NoPrice-v17.pdf | https://bapisensors.sharepoint.com/sites/BAPIMediaLibrary/Shared%20Documents/Instructions/8587_ins_sp_ap_o_01_02.pdf
BA/10K2SPO2G5 | BA/10K-2-SP-O2G5 | WALL S/S PLATE 10K THMS 2 OVR PB GRN LED |  |  | https://bapisensors.sharepoint.com/sites/BAPIMediaLibrary/Shared%20Documents/Datasheets/WallPlates_temp_NoPrice-v17.pdf | https://bapisensors.sharepoint.com/sites/BAPIMediaLibrary/Shared%20Documents/Instructions/8587_ins_sp_ap_o_01_02.pdf
BA/10K2SPO2R24 | BA/10K-2-SP-O2R24 | WALL S/S PLATE 10K THMS 2 OVR PB RED LED |  |  | https://bapisensors.sharepoint.com/sites/BAPIMediaLibrary/Shared%20Documents/Datasheets/WallPlates_temp_NoPrice-v17.pdf | https://bapisensors.sharepoint.com/sites/BAPIMediaLibrary/Shared%20Documents/Instructions/8587_ins_sp_ap_o_01_02.pdf
BA/10K2SPO2R5 | BA/10K-2-SP-O2R5 | WALL S/S PLATE 10K THMS 2 OVR PB RED LED |  |  | https://bapisensors.sharepoint.com/sites/BAPIMediaLibrary/Shared%20Documents/Datasheets/WallPlates_temp_NoPrice-v17.pdf | https://bapisensors.sharepoint.com/sites/BAPIMediaLibrary/Shared%20Documents/Instructions/8587_ins_sp_ap_o_01_02.pdf
BA/10K2SPO2SEC1 | BA/10K-2-SP-O2-SEC1 | WALL S/S PLATE 10K THMS 2 OVR PB SEC SRW |  |  | https://bapisensors.sharepoint.com/sites/BAPIMediaLibrary/Shared%20Documents/Datasheets/WallPlates_temp_NoPrice-v17.pdf | https://bapisensors.sharepoint.com/sites/BAPIMediaLibrary/Shared%20Documents/Instructions/8587_ins_sp_ap_o_01_02.pdf
BA/10K2SPC00ZDF | BA/10K-2-SP-C00-Z-DF | WALL S/S PLATE 10K THMS 2 STPT DIF |  |  | https://bapisensors.sharepoint.com/sites/BAPIMediaLibrary/Shared%20Documents/Datasheets/WallPlates_Rotary_NoPrice.pdf | https://bapisensors.sharepoint.com/sites/BAPIMediaLibrary/Shared%20Documents/Instructions/16068_ins_sp_rotary.pdf
BA/10K2SPC28ZCG | BA/10K-2-SP-C28-Z-CG | WALL S/S PLATE 10K THMS 2 STPT NO OVR |  |  | https://bapisensors.sharepoint.com/sites/BAPIMediaLibrary/Shared%20Documents/Datasheets/WallPlates_Rotary_NoPrice.pdf | https://bapisensors.sharepoint.com/sites/BAPIMediaLibrary/Shared%20Documents/Instructions/16068_ins_sp_rotary.pdf
BA/10K2SPC81ZCG | BA/10K-2-SP-C81-Z-CG | WALL S/S PLATE 10K THMS 2 STPT NO OVR |  |  | https://bapisensors.sharepoint.com/sites/BAPIMediaLibrary/Shared%20Documents/Datasheets/WallPlates_Rotary_NoPrice.pdf | https://bapisensors.sharepoint.com/sites/BAPIMediaLibrary/Shared%20Documents/Instructions/16068_ins_sp_rotary.pdf
BA/10K3-SP | BA/10K3-SP | WALL S/S PLATE 10K THMS 3 |  |  | https://bapisensors.sharepoint.com/sites/BAPIMediaLibrary/Shared%20Documents/Datasheets/WallPlates_temp_NoPrice-v17.pdf | https://bapisensors.sharepoint.com/sites/BAPIMediaLibrary/Shared%20Documents/Instructions/8588_ins_SP_AP.pdf
BA/10K368 | BA/10K-3-68 | WALL S/S PLATE 10K THMS 3 302 SS |  | https://assets.kele.com/assets/product/w_300/7cd3312ce80c457fb590137209103afd6bbdb05a/ba10k2-sp.jpg | https://bapisensors.sharepoint.com/sites/BAPIMediaLibrary/Shared%20Documents/Datasheets/WallPlates_temp_NoPrice-v17.pdf | https://bapisensors.sharepoint.com/sites/BAPIMediaLibrary/Shared%20Documents/Instructions/8588_ins_SP_AP.pdf
BA/10K3SP152 | BA/10K-3-SP-152 | WALL S/S PLATE 10K THMS 3 DBL GNG |  |  | https://bapisensors.sharepoint.com/sites/BAPIMediaLibrary/Shared%20Documents/Datasheets/WallPlates_temp_NoPrice-v17.pdf | https://bapisensors.sharepoint.com/sites/BAPIMediaLibrary/Shared%20Documents/Instructions/8588_ins_SP_AP.pdf
BA/10K3SPK | BA/10K-3-SP-K | WALL S/S PLATE 10K THMS 3 KEY OVR |  |  | https://bapisensors.sharepoint.com/sites/BAPIMediaLibrary/Shared%20Documents/Datasheets/WallPlates_temp_NoPrice-v17.pdf | https://bapisensors.sharepoint.com/sites/BAPIMediaLibrary/Shared%20Documents/Instructions/8587_ins_sp_ap_o_01_02.pdf
BA/10K3SPC00ZCG | BA/10K-3-SP-C00-Z-CG | WALL S/S PLATE 10K THMS 3 NO OVR |  |  | https://bapisensors.sharepoint.com/sites/BAPIMediaLibrary/Shared%20Documents/Datasheets/WallPlates_Rotary_NoPrice.pdf | https://bapisensors.sharepoint.com/sites/BAPIMediaLibrary/Shared%20Documents/Instructions/16068_ins_sp_rotary.pdf
BA/10K3SPC10ZCG | BA/10K-3-SP-C10-Z-CG | WALL S/S PLATE 10K THMS 3 NO OVR |  |  | https://bapisensors.sharepoint.com/sites/BAPIMediaLibrary/Shared%20Documents/Datasheets/WallPlates_Rotary_NoPrice.pdf | https://bapisensors.sharepoint.com/sites/BAPIMediaLibrary/Shared%20Documents/Instructions/16068_ins_sp_rotary.pdf
BA/10K3SPC82ZCG | BA/10K-3-SP-C82-Z-CG | WALL S/S PLATE 10K THMS 3 NO OVR |  |  | https://bapisensors.sharepoint.com/sites/BAPIMediaLibrary/Shared%20Documents/Datasheets/WallPlates_Rotary_NoPrice.pdf | https://bapisensors.sharepoint.com/sites/BAPIMediaLibrary/Shared%20Documents/Instructions/16068_ins_sp_rotary.pdf
BA/10K3SPC84ZCG | BA/10K-3-SP-C84-Z-CG | WALL S/S PLATE 10K THMS 3 NO OVR |  |  | https://bapisensors.sharepoint.com/sites/BAPIMediaLibrary/Shared%20Documents/Datasheets/WallPlates_Rotary_NoPrice.pdf | https://bapisensors.sharepoint.com/sites/BAPIMediaLibrary/Shared%20Documents/Instructions/16068_ins_sp_rotary.pdf
BA/10K3SPZ63ZCG | BA/10K-3-SP-Z63-Z-CG | WALL S/S PLATE 10K THMS 3 NO OVR |  |  | https://bapisensors.sharepoint.com/sites/BAPIMediaLibrary/Shared%20Documents/Datasheets/WallPlates_Rotary_NoPrice.pdf | https://bapisensors.sharepoint.com/sites/BAPIMediaLibrary/Shared%20Documents/Instructions/16068_ins_sp_rotary.pdf
BA/10K3SPZ80ZCG | BA/10K-3-SPZ80-Z-CG | WALL S/S PLATE 10K THMS 3 NO OVR |  |  | https://bapisensors.sharepoint.com/sites/BAPIMediaLibrary/Shared%20Documents/Datasheets/WallPlates_Rotary_NoPrice.pdf | https://bapisensors.sharepoint.com/sites/BAPIMediaLibrary/Shared%20Documents/Instructions/16068_ins_sp_rotary.pdf
BA/10K3SPZ84ZCG | BA/10K-3-SP-Z84-Z-CG | WALL S/S PLATE 10K THMS 3 NO OVR |  |  | https://bapisensors.sharepoint.com/sites/BAPIMediaLibrary/Shared%20Documents/Datasheets/WallPlates_Rotary_NoPrice.pdf | https://bapisensors.sharepoint.com/sites/BAPIMediaLibrary/Shared%20Documents/Instructions/16068_ins_sp_rotary.pdf
BA/10K3SPC00ZDF | BA/10K-3-SP-C00-Z-DF | WALL S/S PLATE 10K THMS 3 NO OVR DIF |  |  | https://bapisensors.sharepoint.com/sites/BAPIMediaLibrary/Shared%20Documents/Datasheets/WallPlates_Rotary_NoPrice.pdf | https://bapisensors.sharepoint.com/sites/BAPIMediaLibrary/Shared%20Documents/Instructions/16068_ins_sp_rotary.pdf
BA/10K3SPC60ZDF | BA/10K-3-SP-C60-Z-DF | WALL S/S PLATE 10K THMS 3 NO OVR DIF |  |  | https://bapisensors.sharepoint.com/sites/BAPIMediaLibrary/Shared%20Documents/Datasheets/WallPlates_Rotary_NoPrice.pdf | https://bapisensors.sharepoint.com/sites/BAPIMediaLibrary/Shared%20Documents/Instructions/16068_ins_sp_rotary.pdf
BA/10K3SPZ44ZDF | BA/10K-3-SPZ44-Z-DF | WALL S/S PLATE 10K THMS 3 NO OVR DIF |  |  | https://bapisensors.sharepoint.com/sites/BAPIMediaLibrary/Shared%20Documents/Datasheets/WallPlates_Rotary_NoPrice.pdf | https://bapisensors.sharepoint.com/sites/BAPIMediaLibrary/Shared%20Documents/Instructions/16068_ins_sp_rotary.pdf
BA/10K3SPZ82ZDF | BA/10K-3-SPZ82-Z-DF | WALL S/S PLATE 10K THMS 3 NO OVR DIF |  |  | https://bapisensors.sharepoint.com/sites/BAPIMediaLibrary/Shared%20Documents/Datasheets/WallPlates_Rotary_NoPrice.pdf | https://bapisensors.sharepoint.com/sites/BAPIMediaLibrary/Shared%20Documents/Instructions/16068_ins_sp_rotary.pdf
BA/10K3SPO1 | BA/10K-3-SP-O1 | WALL S/S PLATE 10K THMS 3 PB OVR |  |  | https://bapisensors.sharepoint.com/sites/BAPIMediaLibrary/Shared%20Documents/Datasheets/WallPlates_temp_NoPrice-v17.pdf | https://bapisensors.sharepoint.com/sites/BAPIMediaLibrary/Shared%20Documents/Instructions/8587_ins_sp_ap_o_01_02.pdf
BA/10K3SPO1C35 | BA/10K-3-SP-O1-C35 | WALL S/S PLATE 10K THMS 3 PB OVR |  |  | https://bapisensors.sharepoint.com/sites/BAPIMediaLibrary/Shared%20Documents/Datasheets/WallPlates_temp_NoPrice-v17.pdf | https://bapisensors.sharepoint.com/sites/BAPIMediaLibrary/Shared%20Documents/Instructions/8587_ins_sp_ap_o_01_02.pdf
BA/10K3SPO2 | BA/10K-3-SP-O2 | WALL S/S PLATE 10K THMS 3 PB OVR |  |  | https://bapisensors.sharepoint.com/sites/BAPIMediaLibrary/Shared%20Documents/Datasheets/WallPlates_temp_NoPrice-v17.pdf | https://bapisensors.sharepoint.com/sites/BAPIMediaLibrary/Shared%20Documents/Instructions/8587_ins_sp_ap_o_01_02.pdf
BA/10K3SPO2G24 | BA/10K-3-SP-O2G24 | WALL S/S PLATE 10K THMS 3 PB OVR GRN LED |  |  | https://bapisensors.sharepoint.com/sites/BAPIMediaLibrary/Shared%20Documents/Datasheets/WallPlates_temp_NoPrice-v17.pdf | https://bapisensors.sharepoint.com/sites/BAPIMediaLibrary/Shared%20Documents/Instructions/8587_ins_sp_ap_o_01_02.pdf
BA/10K3SPO2G5 | BA/10K-3-SP-O2G5 | WALL S/S PLATE 10K THMS 3 PB OVR GRN LED |  |  | https://bapisensors.sharepoint.com/sites/BAPIMediaLibrary/Shared%20Documents/Datasheets/WallPlates_temp_NoPrice-v17.pdf | https://bapisensors.sharepoint.com/sites/BAPIMediaLibrary/Shared%20Documents/Instructions/8587_ins_sp_ap_o_01_02.pdf
BA/10K3SPO2R24 | BA/10K-3-SP-O2R24 | WALL S/S PLATE 10K THMS 3 PB OVR RED LED |  |  | https://bapisensors.sharepoint.com/sites/BAPIMediaLibrary/Shared%20Documents/Datasheets/WallPlates_temp_NoPrice-v17.pdf | https://bapisensors.sharepoint.com/sites/BAPIMediaLibrary/Shared%20Documents/Instructions/8587_ins_sp_ap_o_01_02.pdf
BA/10K2SPK | BA/10K-2-SP-K | WALL S/S PLATE 10K-2 THMS KEY OVR |  |  | https://bapisensors.sharepoint.com/sites/BAPIMediaLibrary/Shared%20Documents/Datasheets/WallPlates_temp_NoPrice-v17.pdf | https://bapisensors.sharepoint.com/sites/BAPIMediaLibrary/Shared%20Documents/Instructions/8587_ins_sp_ap_o_01_02.pdf
BA/10K2SPO2 | BA/10K-2-SP-O2 | WALL S/S PLATE 10K-2 THMS PB OVR |  |  | https://bapisensors.sharepoint.com/sites/BAPIMediaLibrary/Shared%20Documents/Datasheets/WallPlates_temp_NoPrice-v17.pdf | https://bapisensors.sharepoint.com/sites/BAPIMediaLibrary/Shared%20Documents/Instructions/8587_ins_sp_ap_o_01_02.pdf
BA/10K3SPC35 | BA/10K-3-SP-C35 | WALL S/S PLATE 10K-3 THMS |  |  | https://bapisensors.sharepoint.com/sites/BAPIMediaLibrary/Shared%20Documents/Datasheets/WallPlates_temp_NoPrice-v17.pdf | https://bapisensors.sharepoint.com/sites/BAPIMediaLibrary/Shared%20Documents/Instructions/8587_ins_sp_ap_o_01_02.pdf
BA/10K3SPC84ZDF | BA/10K-3-SP-C84-Z-DF | WALL S/S PLATE 10K-3 THMS NO OVR DIF |  |  | https://bapisensors.sharepoint.com/sites/BAPIMediaLibrary/Shared%20Documents/Datasheets/WallPlates_Rotary_NoPrice.pdf | https://bapisensors.sharepoint.com/sites/BAPIMediaLibrary/Shared%20Documents/Instructions/16068_ins_sp_rotary.pdf
BA/1KNISPO2G24 | BA/1K[NI]-SP-O2G24 | WALL S/S PLATE 1K OHM NICKL PB OVR GRN LED |  |  | https://bapisensors.sharepoint.com/sites/BAPIMediaLibrary/Shared%20Documents/Datasheets/WallPlates_temp_NoPrice-v17.pdf | https://bapisensors.sharepoint.com/sites/BAPIMediaLibrary/Shared%20Documents/Instructions/8587_ins_sp_ap_o_01_02.pdf
BA/1K375-SP | BA/1K[375]-SP | WALL S/S PLATE 1K OHM RTD 375 |  |  | https://bapisensors.sharepoint.com/sites/BAPIMediaLibrary/Shared%20Documents/Datasheets/WallPlates_temp_NoPrice-v17.pdf | https://bapisensors.sharepoint.com/sites/BAPIMediaLibrary/Shared%20Documents/Instructions/8588_ins_SP_AP.pdf
BA/1K375SP152 | BA/1K[375]-SP-152 | WALL S/S PLATE 1K OHM RTD 375 DBL GNG |  |  | https://bapisensors.sharepoint.com/sites/BAPIMediaLibrary/Shared%20Documents/Datasheets/WallPlates_temp_NoPrice-v17.pdf | https://bapisensors.sharepoint.com/sites/BAPIMediaLibrary/Shared%20Documents/Instructions/8588_ins_SP_AP.pdf
BA/1K375SPO | BA/1K[375]-SP-O | WALL S/S PLATE 1K OHM RTD 375 PB OVR |  |  | https://bapisensors.sharepoint.com/sites/BAPIMediaLibrary/Shared%20Documents/Datasheets/WallPlates_temp_NoPrice-v17.pdf | https://bapisensors.sharepoint.com/sites/BAPIMediaLibrary/Shared%20Documents/Instructions/8587_ins_sp_ap_o_01_02.pdf
BA/1K375SPO2 | BA/1K[375]-SP-O2 | WALL S/S PLATE 1K OHM RTD 375 PB OVR |  |  | https://bapisensors.sharepoint.com/sites/BAPIMediaLibrary/Shared%20Documents/Datasheets/WallPlates_temp_NoPrice-v17.pdf | https://bapisensors.sharepoint.com/sites/BAPIMediaLibrary/Shared%20Documents/Instructions/8587_ins_sp_ap_o_01_02.pdf
BA/1K-SP | BA/1K-SP | WALL S/S PLATE 1K OHM RTD 385 |  |  | https://bapisensors.sharepoint.com/sites/BAPIMediaLibrary/Shared%20Documents/Datasheets/WallPlates_temp_NoPrice-v17.pdf | https://bapisensors.sharepoint.com/sites/BAPIMediaLibrary/Shared%20Documents/Instructions/8588_ins_SP_AP.pdf
BA/1KSP152 | BA/1K-SP-152 | WALL S/S PLATE 1K OHM RTD 385 DBL GANG |  |  | https://bapisensors.sharepoint.com/sites/BAPIMediaLibrary/Shared%20Documents/Datasheets/WallPlates_temp_NoPrice-v17.pdf | https://bapisensors.sharepoint.com/sites/BAPIMediaLibrary/Shared%20Documents/Instructions/8588_ins_SP_AP.pdf
BA/1KSP152SEC1 | BA/1K-SP-152-SEC1 | WALL S/S PLATE 1K OHM RTD 385 DBL GNG SCRW |  |  | https://bapisensors.sharepoint.com/sites/BAPIMediaLibrary/Shared%20Documents/Datasheets/WallPlates_temp_NoPrice-v17.pdf | https://bapisensors.sharepoint.com/sites/BAPIMediaLibrary/Shared%20Documents/Instructions/8588_ins_SP_AP.pdf
BA/1KSPO2G24 | BA/1K-SP-O2G24 | WALL S/S PLATE 1K OHM RTD 385 GRN LED |  |  | https://bapisensors.sharepoint.com/sites/BAPIMediaLibrary/Shared%20Documents/Datasheets/WallPlates_temp_NoPrice-v17.pdf | https://bapisensors.sharepoint.com/sites/BAPIMediaLibrary/Shared%20Documents/Instructions/8587_ins_sp_ap_o_01_02.pdf
BA/1KSPK | BA/1K-SP-K | WALL S/S PLATE 1K OHM RTD 385 KEY OVR |  |  | https://bapisensors.sharepoint.com/sites/BAPIMediaLibrary/Shared%20Documents/Datasheets/WallPlates_temp_NoPrice-v17.pdf | https://bapisensors.sharepoint.com/sites/BAPIMediaLibrary/Shared%20Documents/Instructions/8587_ins_sp_ap_o_01_02.pdf
BA/1KSPZ10ZCG | BA/1K-SP-Z10-Z-CG | WALL S/S PLATE 1K OHM RTD 385 NO OVR |  |  | https://bapisensors.sharepoint.com/sites/BAPIMediaLibrary/Shared%20Documents/Datasheets/WallPlates_Rotary_NoPrice.pdf | https://bapisensors.sharepoint.com/sites/BAPIMediaLibrary/Shared%20Documents/Instructions/16068_ins_sp_rotary.pdf
BA/1KSPZ84ZCG | BA/1K-SP-Z84-Z-CG | WALL S/S PLATE 1K OHM RTD 385 NO OVR |  |  | https://bapisensors.sharepoint.com/sites/BAPIMediaLibrary/Shared%20Documents/Datasheets/WallPlates_Rotary_NoPrice.pdf | https://bapisensors.sharepoint.com/sites/BAPIMediaLibrary/Shared%20Documents/Instructions/16068_ins_sp_rotary.pdf
BA/1KSPZ26ZDF | BA/1K-SP-Z26-Z-DF | WALL S/S PLATE 1K OHM RTD 385 NO OVR DIF |  |  | https://bapisensors.sharepoint.com/sites/BAPIMediaLibrary/Shared%20Documents/Datasheets/WallPlates_Rotary_NoPrice.pdf | https://bapisensors.sharepoint.com/sites/BAPIMediaLibrary/Shared%20Documents/Instructions/16068_ins_sp_rotary.pdf
BA/1KSPZ40ZDF | BA/1K-SP-Z40-Z-DF | WALL S/S PLATE 1K OHM RTD 385 NO OVR DIF |  |  | https://bapisensors.sharepoint.com/sites/BAPIMediaLibrary/Shared%20Documents/Datasheets/WallPlates_Rotary_NoPrice.pdf | https://bapisensors.sharepoint.com/sites/BAPIMediaLibrary/Shared%20Documents/Instructions/16068_ins_sp_rotary.pdf
BA/1KSPZ26O2JDF | BA/1K-SP-Z26-O2-J-DF | WALL S/S PLATE 1K OHM RTD 385 OVR SEP DIF |  |  | https://bapisensors.sharepoint.com/sites/BAPIMediaLibrary/Shared%20Documents/Datasheets/WallPlates_Rotary_NoPrice.pdf | https://bapisensors.sharepoint.com/sites/BAPIMediaLibrary/Shared%20Documents/Instructions/16068_ins_sp_rotary.pdf
BA/1KSPO2R24 | BA/1K-SP-O2R24 | WALL S/S PLATE 1K OHM RTD 385 RED LED |  |  | https://bapisensors.sharepoint.com/sites/BAPIMediaLibrary/Shared%20Documents/Datasheets/WallPlates_temp_NoPrice-v17.pdf | https://bapisensors.sharepoint.com/sites/BAPIMediaLibrary/Shared%20Documents/Instructions/8587_ins_sp_ap_o_01_02.pdf
BA/1KSPSEC1 | BA/1K-SP-SEC1 | WALL S/S PLATE 1K OHM RTD 385 SEC SCRW |  |  | https://bapisensors.sharepoint.com/sites/BAPIMediaLibrary/Shared%20Documents/Datasheets/WallPlates_temp_NoPrice-v17.pdf | https://bapisensors.sharepoint.com/sites/BAPIMediaLibrary/Shared%20Documents/Instructions/8588_ins_SP_AP.pdf
BA/1KNISPO | BA/1K[NI]-SP-O | WALL S/S PLATE 1K OHM RTD NICKEL PB OVR |  |  | https://bapisensors.sharepoint.com/sites/BAPIMediaLibrary/Shared%20Documents/Datasheets/WallPlates_temp_NoPrice-v17.pdf | https://bapisensors.sharepoint.com/sites/BAPIMediaLibrary/Shared%20Documents/Instructions/8587_ins_sp_ap_o_01_02.pdf
BA/1KNISPO1 | BA/1K[NI]-SP-O1 | WALL S/S PLATE 1K OHM RTD NICKEL PB OVR |  |  | https://bapisensors.sharepoint.com/sites/BAPIMediaLibrary/Shared%20Documents/Datasheets/WallPlates_temp_NoPrice-v17.pdf | https://bapisensors.sharepoint.com/sites/BAPIMediaLibrary/Shared%20Documents/Instructions/8587_ins_sp_ap_o_01_02.pdf
BA/1KNISPO2 | BA/1K[NI]-SP-O2 | WALL S/S PLATE 1K OHM RTD NICKEL PB OVR |  |  | https://bapisensors.sharepoint.com/sites/BAPIMediaLibrary/Shared%20Documents/Datasheets/WallPlates_temp_NoPrice-v17.pdf | https://bapisensors.sharepoint.com/sites/BAPIMediaLibrary/Shared%20Documents/Instructions/8587_ins_sp_ap_o_01_02.pdf
BA/1KNISPZ10ZCG | BA/1K[NI]-SPZ10-Z-CG | WALL S/S PLATE 1K OHM RTD NICKEL PB OVR |  |  | https://bapisensors.sharepoint.com/sites/BAPIMediaLibrary/Shared%20Documents/Datasheets/WallPlates_Rotary_NoPrice.pdf | https://bapisensors.sharepoint.com/sites/BAPIMediaLibrary/Shared%20Documents/Instructions/16068_ins_sp_rotary.pdf
BA/1KNISPZ40ZCG | BA/1K[NI]-SP-Z40-Z-CG | WALL S/S PLATE 1K OHM RTD NICKEL PB OVR |  |  | https://bapisensors.sharepoint.com/sites/BAPIMediaLibrary/Shared%20Documents/Datasheets/WallPlates_Rotary_NoPrice.pdf | https://bapisensors.sharepoint.com/sites/BAPIMediaLibrary/Shared%20Documents/Instructions/16068_ins_sp_rotary.pdf
BA/1KNISPSEC1 | BA/1K[NI]-SP-SEC1 | WALL S/S PLATE 1K OHM RTD NICKEL SEC SRW |  |  | https://bapisensors.sharepoint.com/sites/BAPIMediaLibrary/Shared%20Documents/Datasheets/WallPlates_temp_NoPrice-v17.pdf | https://bapisensors.sharepoint.com/sites/BAPIMediaLibrary/Shared%20Documents/Instructions/8587_ins_sp_ap_o_01_02.pdf
BA/1K-SP-631 | BA/1K-SP-631 | WALL S/S PLATE 1K RTD LOUVERED |  | https://bapisensors.sharepoint.com/sites/BAPIMediaLibrary/Shared%20Documents/Product%20Images/Louver_WallPlate.png | https://bapisensors.sharepoint.com/sites/BAPIMediaLibrary/Shared%20Documents/Datasheets/WallPlates_temp_NoPrice-v17.pdf | https://bapisensors.sharepoint.com/sites/BAPIMediaLibrary/Shared%20Documents/Instructions/8588_ins_SP_AP.pdf
BA/1KNISPZ40ZDF | BA/1K[NI]-SPZ40-Z-DF | WALL S/S PLATE 1K RTD NICKEL PB OVR DIF |  |  | https://bapisensors.sharepoint.com/sites/BAPIMediaLibrary/Shared%20Documents/Datasheets/WallPlates_Rotary_NoPrice.pdf | https://bapisensors.sharepoint.com/sites/BAPIMediaLibrary/Shared%20Documents/Instructions/16068_ins_sp_rotary.pdf
BA/1K-SP-O | BA/1K-SP-O | WALL S/S PLATE 1K RTD PUSHBUTTON O/R |  |  | https://bapisensors.sharepoint.com/sites/BAPIMediaLibrary/Shared%20Documents/Datasheets/WallPlates_temp_NoPrice-v17.pdf | https://bapisensors.sharepoint.com/sites/BAPIMediaLibrary/Shared%20Documents/Instructions/8587_ins_sp_ap_o_01_02.pdf
BA/20K-SP | BA/20K-SP | WALL S/S PLATE 20K THMS |  |  | https://bapisensors.sharepoint.com/sites/BAPIMediaLibrary/Shared%20Documents/Datasheets/WallPlates_temp_NoPrice-v17.pdf | https://bapisensors.sharepoint.com/sites/BAPIMediaLibrary/Shared%20Documents/Instructions/8588_ins_SP_AP.pdf
BA/20KSPZ63ZCG | BA/20K-SP-Z63-Z-CG | WALL S/S PLATE 20K THMS 20K THMS NO OVR |  |  | https://bapisensors.sharepoint.com/sites/BAPIMediaLibrary/Shared%20Documents/Datasheets/WallPlates_Rotary_NoPrice.pdf | https://bapisensors.sharepoint.com/sites/BAPIMediaLibrary/Shared%20Documents/Instructions/16068_ins_sp_rotary.pdf
BA/20KSPK | BA/20K-SP-K | WALL S/S PLATE 20K THMS KEY OVR |  |  | https://bapisensors.sharepoint.com/sites/BAPIMediaLibrary/Shared%20Documents/Datasheets/WallPlates_temp_NoPrice-v17.pdf | https://bapisensors.sharepoint.com/sites/BAPIMediaLibrary/Shared%20Documents/Instructions/8588_ins_SP_AP.pdf
BA/20KSP631 | BA/20K-SP-631 | WALL S/S PLATE 20K THMS LOUVRED |  |  | https://bapisensors.sharepoint.com/sites/BAPIMediaLibrary/Shared%20Documents/Datasheets/WallPlates_temp_NoPrice-v17.pdf | https://bapisensors.sharepoint.com/sites/BAPIMediaLibrary/Shared%20Documents/Instructions/8588_ins_SP_AP.pdf
BA/20KSPO | BA/20K-SP-O | WALL S/S PLATE 20K THMS PB OVR |  |  | https://bapisensors.sharepoint.com/sites/BAPIMediaLibrary/Shared%20Documents/Datasheets/WallPlates_temp_NoPrice-v17.pdf | https://bapisensors.sharepoint.com/sites/BAPIMediaLibrary/Shared%20Documents/Instructions/8587_ins_sp_ap_o_01_02.pdf
BA/20KSPO2 | BA/20K-SP-O2 | WALL S/S PLATE 20K THMS PB OVR |  |  | https://bapisensors.sharepoint.com/sites/BAPIMediaLibrary/Shared%20Documents/Datasheets/WallPlates_temp_NoPrice-v17.pdf | https://bapisensors.sharepoint.com/sites/BAPIMediaLibrary/Shared%20Documents/Instructions/8587_ins_sp_ap_o_01_02.pdf
BA/20KSPO1 | BA/20K-SP-O1 | WALL S/S PLATE 20K THMS PB OVR GRN LED |  |  | https://bapisensors.sharepoint.com/sites/BAPIMediaLibrary/Shared%20Documents/Datasheets/WallPlates_temp_NoPrice-v17.pdf | https://bapisensors.sharepoint.com/sites/BAPIMediaLibrary/Shared%20Documents/Instructions/8587_ins_sp_ap_o_01_02.pdf
BA/20KSPO2CSEC1 | BA/20K-SP-O2-C-SEC1 | WALL S/S PLATE 20K THMS PB OVR SEC SCRW |  |  | https://bapisensors.sharepoint.com/sites/BAPIMediaLibrary/Shared%20Documents/Datasheets/WallPlates_temp_NoPrice-v17.pdf | https://bapisensors.sharepoint.com/sites/BAPIMediaLibrary/Shared%20Documents/Instructions/8587_ins_sp_ap_o_01_02.pdf
BA/20KSPO2SEC1 | BA/20K-SP-O2-SEC1 | WALL S/S PLATE 20K THMS PB OVR SEC SCRW |  |  | https://bapisensors.sharepoint.com/sites/BAPIMediaLibrary/Shared%20Documents/Datasheets/WallPlates_temp_NoPrice-v17.pdf | https://bapisensors.sharepoint.com/sites/BAPIMediaLibrary/Shared%20Documents/Instructions/8587_ins_sp_ap_o_01_02.pdf
BA/20KSPSEC1 | BA/20K-SP-SEC1 | WALL S/S PLATE 20K THMS SEC SCRW |  |  | https://bapisensors.sharepoint.com/sites/BAPIMediaLibrary/Shared%20Documents/Datasheets/WallPlates_temp_NoPrice-v17.pdf | https://bapisensors.sharepoint.com/sites/BAPIMediaLibrary/Shared%20Documents/Instructions/8588_ins_SP_AP.pdf
BA/3.3KSP | BA/3.3K-SP | WALL S/S PLATE 3.3K THMS DBL GNG |  |  | https://bapisensors.sharepoint.com/sites/BAPIMediaLibrary/Shared%20Documents/Datasheets/WallPlates_temp_NoPrice-v17.pdf | https://bapisensors.sharepoint.com/sites/BAPIMediaLibrary/Shared%20Documents/Instructions/8588_ins_SP_AP.pdf
BA/3KXPSP | BA/3K[XP]-SP | WALL S/S PLATE 3K THMS HI ACCY |  |  | https://bapisensors.sharepoint.com/sites/BAPIMediaLibrary/Shared%20Documents/Datasheets/WallPlates_temp_NoPrice-v17.pdf | https://bapisensors.sharepoint.com/sites/BAPIMediaLibrary/Shared%20Documents/Instructions/8588_ins_SP_AP.pdf
BA/59210KSP | BA/592-10K-SP | WALL S/S PLATE 592-10K SEMI |  |  | https://bapisensors.sharepoint.com/sites/BAPIMediaLibrary/Shared%20Documents/Datasheets/WallPlates_temp_NoPrice-v17.pdf | https://bapisensors.sharepoint.com/sites/BAPIMediaLibrary/Shared%20Documents/Instructions/8588_ins_SP_AP.pdf
BA/10K311K94 | BA/10K-3[11K]-94 | WALL SATIN BRASS STEEL PLATE 10K THMS 3 11K SHUNT |  |  | https://bapisensors.sharepoint.com/sites/BAPIMediaLibrary/Shared%20Documents/Datasheets/WallPlates_temp_NoPrice-v17.pdf | https://bapisensors.sharepoint.com/sites/BAPIMediaLibrary/Shared%20Documents/Instructions/8588_ins_SP_AP.pdf
BA/10K311K86 | BA/10K-3[11K]-86 | WALL SMOOTH WHITE PLATE 10K THMS 3 11K SHUNT |  |  | https://bapisensors.sharepoint.com/sites/BAPIMediaLibrary/Shared%20Documents/Datasheets/WallPlates_temp_NoPrice-v17.pdf | https://bapisensors.sharepoint.com/sites/BAPIMediaLibrary/Shared%20Documents/Instructions/8588_ins_SP_AP.pdf
BA/3.25K86 | BA/3.25K-86 | WALL SMOOTH WHITE PLATE 3.25K THMS |  |  | https://bapisensors.sharepoint.com/sites/BAPIMediaLibrary/Shared%20Documents/Datasheets/WallPlates_temp_NoPrice-v17.pdf | https://bapisensors.sharepoint.com/sites/BAPIMediaLibrary/Shared%20Documents/Instructions/8588_ins_SP_AP.pdf
BA/50K86 | BA/50K-86 | WALL SMOOTH WHITE PLATE 50K THMS |  |  | https://bapisensors.sharepoint.com/sites/BAPIMediaLibrary/Shared%20Documents/Datasheets/WallPlates_temp_NoPrice-v17.pdf | https://bapisensors.sharepoint.com/sites/BAPIMediaLibrary/Shared%20Documents/Instructions/8588_ins_SP_AP.pdf
BA/10K311K81 | BA/10K-3[11K]-81 | WALL SPRAYED BRASS STEEL PLATE 10K THMS 3 11K SHNT |  |  | https://bapisensors.sharepoint.com/sites/BAPIMediaLibrary/Shared%20Documents/Datasheets/WallPlates_temp_NoPrice-v17.pdf | https://bapisensors.sharepoint.com/sites/BAPIMediaLibrary/Shared%20Documents/Instructions/8588_ins_SP_AP.pdf
BAADP5257WMW | BA/ADP-525-7-WMW | WARM WHITE 7 X 525 ADAPTOR PLATE |  | https://bapisensors.sharepoint.com/sites/BAPIMediaLibrary/Shared%20Documents/Product%20Images/525-7_WMW.png | https://bapisensors.sharepoint.com/sites/BAPIMediaLibrary/Shared%20Documents/Datasheets/Adaptor_Plates_NoPrice.pdf | https://bapisensors.sharepoint.com/sites/BAPIMediaLibrary/Shared%20Documents/Instructions/10488_ins_adapter_plate.pdf
BA/LDT4-PS-BB-LTF | BA/LDT4-PS-BB-LTF | WATER LEAK DETECTOR, PROBE SENSOR, BAPI BOX ENCLOSURE W/LIQUID TIGHT FITTING |  | https://bapisensors.sharepoint.com/sites/BAPIMediaLibrary/Shared%20Documents/Product%20Images/WaterLeak-AttachedSensor-LTF-300pix.png | https://bapisensors.sharepoint.com/sites/BAPIMediaLibrary/Shared%20Documents/Datasheets/Water_Leak_Detector_BB_5Amp_NoPrice.pdf | https://bapisensors.sharepoint.com/sites/BAPIMediaLibrary/Shared%20Documents/Instructions/26268_ins_LDT.pdf
BA/WSK | BA/WSK | WEATHER SHIELD |  |  | https://bapisensors.sharepoint.com/sites/BAPIMediaLibrary/Shared%20Documents/Datasheets/Weather_Shade_NoPrice.pdf | https://bapisensors.sharepoint.com/sites/BAPIMediaLibrary/Shared%20Documents/Instructions/38242_ins_weather_shade.pdf
BA/12 | BA/12" | WELL 12IN - WELDED SS |  | https://assets.kele.com/assets/product/w_300/aicsxmw9xkylbk3kbqoe/ba8m304.jpg | https://bapisensors.sharepoint.com/sites/BAPIMediaLibrary/Shared%20Documents/Datasheets/Thermowells_NoPrice-v17.pdf | https://bapisensors.sharepoint.com/sites/BAPIMediaLibrary/Shared%20Documents/Instructions/8757_ins_thermowells.pdf
BA/WT-BLE-D-12-BB-BAT | BA/WT-BLE-D-12-BB-BAT | WIRELESS DUCT TEMP SENSOR, 12" PROBE, BATTERY POWERED |  |  | https://bapisensors.sharepoint.com/sites/BAPIMediaLibrary/Shared%20Documents/Datasheets/Wireless_BLE_Duct_Temp_NoPrice.pdf | https://bapisensors.sharepoint.com/sites/BAPIMediaLibrary/Shared%20Documents/Instructions/49799_Wireless_BLE_Duct_Temp.pdf
BA/WT-BLE-D-18-BB-BAT | BA/WT-BLE-D-18-BB-BAT | WIRELESS DUCT TEMP SENSOR, 18" PROBE, BATTERY POWERED |  |  | https://bapisensors.sharepoint.com/sites/BAPIMediaLibrary/Shared%20Documents/Datasheets/Wireless_BLE_Duct_Temp_NoPrice.pdf | https://bapisensors.sharepoint.com/sites/BAPIMediaLibrary/Shared%20Documents/Instructions/49799_Wireless_BLE_Duct_Temp.pdf
BA/WT-BLE-D-4-BB-BAT | BA/WT-BLE-D-4-BB-BAT | WIRELESS DUCT TEMP SENSOR, 4" PROBE, BATTERY POWERED |  |  | https://bapisensors.sharepoint.com/sites/BAPIMediaLibrary/Shared%20Documents/Datasheets/Wireless_BLE_Duct_Temp_NoPrice.pdf | https://bapisensors.sharepoint.com/sites/BAPIMediaLibrary/Shared%20Documents/Instructions/49799_Wireless_BLE_Duct_Temp.pdf
BA/WT-BLE-D-8-BB-BAT | BA/WT-BLE-D-8-BB-BAT | WIRELESS DUCT TEMP SENSOR, 8" PROBE, BATTERY POWERED |  |  | https://bapisensors.sharepoint.com/sites/BAPIMediaLibrary/Shared%20Documents/Datasheets/Wireless_BLE_Duct_Temp_NoPrice.pdf | https://bapisensors.sharepoint.com/sites/BAPIMediaLibrary/Shared%20Documents/Instructions/49799_Wireless_BLE_Duct_Temp.pdf
BA/WTH-BLE-D-BB-BAT | BA/WTH-BLE-D-BB-BAT | WIRELESS DUCT TEMP/RH SENSOR, BATTERY POWERED |  |  | https://bapisensors.sharepoint.com/sites/BAPIMediaLibrary/Shared%20Documents/Datasheets/Wireless_BLE_Duct_TempRH_NoPrice.pdf | https://bapisensors.sharepoint.com/sites/BAPIMediaLibrary/Shared%20Documents/Instructions/50223_Wireless_BLE_Duct_Temp_Hum.pdf
BA/WT-BLE-I-2-BB-BAT | BA/WT-BLE-I-2-BB-BAT | WIRELESS IMMERSION TEMP SENSOR, 2" PROBE, BATTERY POWERED |  |  | https://bapisensors.sharepoint.com/sites/BAPIMediaLibrary/Shared%20Documents/Datasheets/Wireless_BLE_Immersion_Temp_NoPrice.pdf | https://bapisensors.sharepoint.com/sites/BAPIMediaLibrary/Shared%20Documents/Instructions/49733_Wireless_BLE_Immersion.pdf
BA/WT-BLE-I-4-BB-BAT | BA/WT-BLE-I-4-BB-BAT | WIRELESS IMMERSION TEMP SENSOR, 4" PROBE, BATTERY POWERED |  |  | https://bapisensors.sharepoint.com/sites/BAPIMediaLibrary/Shared%20Documents/Datasheets/Wireless_BLE_Immersion_Temp_NoPrice.pdf | https://bapisensors.sharepoint.com/sites/BAPIMediaLibrary/Shared%20Documents/Instructions/49733_Wireless_BLE_Immersion.pdf
BA/WT-BLE-I-8-BB-BAT | BA/WT-BLE-I-8-BB-BAT | WIRELESS IMMERSION TEMP SENSOR, 8" PROBE, BATTERY POWERED |  |  | https://bapisensors.sharepoint.com/sites/BAPIMediaLibrary/Shared%20Documents/Datasheets/Wireless_BLE_Immersion_Temp_NoPrice.pdf | https://bapisensors.sharepoint.com/sites/BAPIMediaLibrary/Shared%20Documents/Instructions/49733_Wireless_BLE_Immersion.pdf
BA/RCV-BLE-EZ | BA/RCV-BLE-EZ | WIRELESS RECEIVER |  |  | https://bapisensors.sharepoint.com/sites/BAPIMediaLibrary/Shared%20Documents/Datasheets/Wireless_BLE_Receiver_NoPrice.pdf | https://bapisensors.sharepoint.com/sites/BAPIMediaLibrary/Shared%20Documents/Instructions/50335_Wireless_BLE_Receiver_AOM.pdf
BA/WT-BLE-TB-M304-1HB-10BB-BAT | BA/WT-BLE-TB-M304-1HB-10BB-BAT | WIRELESS THERMOBUFFER, 10' FEP CABLE, BATTERY POWER |  |  | https://bapisensors.sharepoint.com/sites/BAPIMediaLibrary/Shared%20Documents/Datasheets/Wireless_BLE_Thermobuffer_Temp_NoPrice.pdf | https://bapisensors.sharepoint.com/sites/BAPIMediaLibrary/Shared%20Documents/Instructions/49525_Wireless_BLE_Thermobuffer.pdf
BA/WT-BLE-TB-M304-1-HB-5BB-BAT | BA/WT-BLE-TB-M304-1-HB-5BB-BAT | WIRELESS THERMOBUFFER, 5' FEP CABLE, BATTERY POWER |  |  | https://bapisensors.sharepoint.com/sites/BAPIMediaLibrary/Shared%20Documents/Datasheets/Wireless_BLE_Thermobuffer_Temp_NoPrice.pdf | https://bapisensors.sharepoint.com/sites/BAPIMediaLibrary/Shared%20Documents/Instructions/49525_Wireless_BLE_Thermobuffer.pdf
BA/ZPSACC011031 | BA/ZPS-ACC01-10311 | ZONE PRESSURE SENSOR |  |  | https://bapisensors.sharepoint.com/sites/BAPIMediaLibrary/Shared%20Documents/Datasheets/ZPS_Pickup_Ports_NoPrice-v17.pdf
BA/ZPMB-HR-NT-ND-BB | BA/ZPMB-HR-NT-ND-BB | ZPM BAPI-BOX HIGH RANGE, 1% ACCURACY, NO PROBE, NO DISPLAY |  | https://bapisensors.sharepoint.com/sites/BAPIMediaLibrary/Shared%20Documents/Product%20Images/ZPM_BB_NoLCD.png | https://bapisensors.sharepoint.com/sites/BAPIMediaLibrary/Shared%20Documents/Datasheets/ZPM_BB_StandardAccuracy_NoPrice.pdf | https://bapisensors.sharepoint.com/sites/BAPIMediaLibrary/Shared%20Documents/Instructions/51700_ins_ZPMB_HR_BB.pdf
BA/ZPMB-HR-NT-D-BB | BA/ZPMB-HR-NT-D-BB | ZPM BAPI-BOX HIGH RANGE, 1% ACCURACY, NO PROBE, W/DISPLAY |  |  | https://bapisensors.sharepoint.com/sites/BAPIMediaLibrary/Shared%20Documents/Datasheets/ZPM_BB_StandardAccuracy_NoPrice.pdf | https://bapisensors.sharepoint.com/sites/BAPIMediaLibrary/Shared%20Documents/Instructions/51700_ins_ZPMB_HR_BB.pdf
BA/ZPMB-HR-AT-ND-BB | BA/ZPMB-HR-AT-ND-BB | ZPM BAPI-BOX HIGH RANGE, 1% ACCURACY, W/ATTACHED STATIC PRESSURE PROBE, NO DISPLAY |  | https://bapisensors.sharepoint.com/sites/BAPIMediaLibrary/Shared%20Documents/Product%20Images/ZPM_BB_NoLCD.png | https://bapisensors.sharepoint.com/sites/BAPIMediaLibrary/Shared%20Documents/Datasheets/ZPM_BB_StandardAccuracy_NoPrice.pdf | https://bapisensors.sharepoint.com/sites/BAPIMediaLibrary/Shared%20Documents/Instructions/51700_ins_ZPMB_HR_BB.pdf
BA/ZPMB-HR-AT-D-BB | BA/ZPMB-HR-AT-D-BB | ZPM BAPI-BOX HIGH RANGE, 1% ACCURACY, W/ATTACHED STATIC PRESSURE PROBE, W/DISPLAY |  |  | https://bapisensors.sharepoint.com/sites/BAPIMediaLibrary/Shared%20Documents/Datasheets/ZPM_BB_StandardAccuracy_NoPrice.pdf | https://bapisensors.sharepoint.com/sites/BAPIMediaLibrary/Shared%20Documents/Instructions/51700_ins_ZPMB_HR_BB.pdf
BA/ZPM-HR-NT-ND-BB | BA/ZPM-HR-NT-ND-BB | ZPM BAPI-BOX HIGH RANGE, NO PROBE, NO DISPLAY |  | https://bapisensors.sharepoint.com/sites/BAPIMediaLibrary/Shared%20Documents/Product%20Images/ZPM_BB_NoLCD.png | https://bapisensors.sharepoint.com/sites/BAPIMediaLibrary/Shared%20Documents/Datasheets/ZPM_BB_PrecisionAccuracy_NoPrice.pdf | https://bapisensors.sharepoint.com/sites/BAPIMediaLibrary/Shared%20Documents/Instructions/47140_ins_ZPM_HR_BB.pdf
BA/ZPM-HR-NT-D-BB | BA/ZPM-HR-NT-D-BB | ZPM BAPI-BOX HIGH RANGE, NO PROBE, W/DISPLAY |  |  | https://bapisensors.sharepoint.com/sites/BAPIMediaLibrary/Shared%20Documents/Datasheets/ZPM_BB_PrecisionAccuracy_NoPrice.pdf | https://bapisensors.sharepoint.com/sites/BAPIMediaLibrary/Shared%20Documents/Instructions/47140_ins_ZPM_HR_BB.pdf
BA/ZPM-HR-AT-ND-BB | BA/ZPM-HR-AT-ND-BB | ZPM BAPI-BOX HIGH RANGE, W/ATTACHED STATIC PRESSURE PROBE, NO DISPLAY |  | https://bapisensors.sharepoint.com/sites/BAPIMediaLibrary/Shared%20Documents/Product%20Images/ZPM_BB_NoLCD.png | https://bapisensors.sharepoint.com/sites/BAPIMediaLibrary/Shared%20Documents/Datasheets/ZPM_BB_PrecisionAccuracy_NoPrice.pdf | https://bapisensors.sharepoint.com/sites/BAPIMediaLibrary/Shared%20Documents/Instructions/47140_ins_ZPM_HR_BB.pdf
BA/ZPM-HR-AT-D-BB | BA/ZPM-HR-AT-D-BB | ZPM BAPI-BOX HIGH RANGE, W/ATTACHED STATIC PRESSURE PROBE, W/DISPLAY |  |  | https://bapisensors.sharepoint.com/sites/BAPIMediaLibrary/Shared%20Documents/Datasheets/ZPM_BB_PrecisionAccuracy_NoPrice.pdf | https://bapisensors.sharepoint.com/sites/BAPIMediaLibrary/Shared%20Documents/Instructions/47140_ins_ZPM_HR_BB.pdf
BA/ZPM-HR-ST-ND-BB | BA/ZPM-HR-ST-ND-BB | ZPM BAPI-BOX HIGH RANGE, W/STATIC PRESSURE PROBE, NO DISPLAY |  | https://bapisensors.sharepoint.com/sites/BAPIMediaLibrary/Shared%20Documents/Product%20Images/ZPM_BB_NoLCD.png | https://bapisensors.sharepoint.com/sites/BAPIMediaLibrary/Shared%20Documents/Datasheets/ZPM_BB_PrecisionAccuracy_NoPrice.pdf | https://bapisensors.sharepoint.com/sites/BAPIMediaLibrary/Shared%20Documents/Instructions/47140_ins_ZPM_HR_BB.pdf
BA/ZPM-HR-ST-D-BB | BA/ZPM-HR-ST-D-BB | ZPM BAPI-BOX HIGH RANGE, W/STATIC PRESSURE PROBE, W/DISPLAY |  |  | https://bapisensors.sharepoint.com/sites/BAPIMediaLibrary/Shared%20Documents/Datasheets/ZPM_BB_PrecisionAccuracy_NoPrice.pdf | https://bapisensors.sharepoint.com/sites/BAPIMediaLibrary/Shared%20Documents/Instructions/47140_ins_ZPM_HR_BB.pdf
BA/ZPMB-LR-NT-ND-BB | BA/ZPMB-LR-NT-ND-BB | ZPM BAPI-BOX LOW RANGE, 1% ACCURACY, NO PROBE, NO DISPLAY |  | https://bapisensors.sharepoint.com/sites/BAPIMediaLibrary/Shared%20Documents/Product%20Images/ZPM_BB_NoLCD.png | https://bapisensors.sharepoint.com/sites/BAPIMediaLibrary/Shared%20Documents/Datasheets/ZPM_BB_StandardAccuracy_NoPrice.pdf | https://bapisensors.sharepoint.com/sites/BAPIMediaLibrary/Shared%20Documents/Instructions/51699_ins_ZPMB_LR_BB.pdf
BA/ZPMB-LR-NT-D-BB | BA/ZPMB-LR-NT-D-BB | ZPM BAPI-BOX LOW RANGE, 1% ACCURACY, NO PROBE, W/DISPLAY |  |  | https://bapisensors.sharepoint.com/sites/BAPIMediaLibrary/Shared%20Documents/Datasheets/ZPM_BB_StandardAccuracy_NoPrice.pdf | https://bapisensors.sharepoint.com/sites/BAPIMediaLibrary/Shared%20Documents/Instructions/51699_ins_ZPMB_LR_BB.pdf
BA/ZPMB-LR-AT-ND-BB | BA/ZPMB-LR-AT-ND-BB | ZPM BAPI-BOX LOW RANGE, 1% ACCURACY, W/ATTACHED STATIC PRESSURE PROBE, NO DISPLAY |  | https://bapisensors.sharepoint.com/sites/BAPIMediaLibrary/Shared%20Documents/Product%20Images/ZPM_BB_NoLCD.png | https://bapisensors.sharepoint.com/sites/BAPIMediaLibrary/Shared%20Documents/Datasheets/ZPM_BB_StandardAccuracy_NoPrice.pdf | https://bapisensors.sharepoint.com/sites/BAPIMediaLibrary/Shared%20Documents/Instructions/51699_ins_ZPMB_LR_BB.pdf
BA/ZPMB-LR-AT-D-BB | BA/ZPMB-LR-AT-D-BB | ZPM BAPI-BOX LOW RANGE, 1% ACCURACY, W/ATTACHED STATIC PRESSURE PROBE, W/DISPLAY |  |  | https://bapisensors.sharepoint.com/sites/BAPIMediaLibrary/Shared%20Documents/Datasheets/ZPM_BB_StandardAccuracy_NoPrice.pdf | https://bapisensors.sharepoint.com/sites/BAPIMediaLibrary/Shared%20Documents/Instructions/51699_ins_ZPMB_LR_BB.pdf
BA/ZPM-LR-NT-ND-BB | BA/ZPM-LR-NT-ND-BB | ZPM BAPI-BOX LOW RANGE, NO PROBE, NO DISPLAY |  | https://bapisensors.sharepoint.com/sites/BAPIMediaLibrary/Shared%20Documents/Product%20Images/ZPM_BB_NoLCD.png | https://bapisensors.sharepoint.com/sites/BAPIMediaLibrary/Shared%20Documents/Datasheets/ZPM_BB_PrecisionAccuracy_NoPrice.pdf | https://bapisensors.sharepoint.com/sites/BAPIMediaLibrary/Shared%20Documents/Instructions/47139_ins_ZPM_LR_BB.pdf
BA/ZPM-LR-NT-D-BB | BA/ZPM-LR-NT-D-BB | ZPM BAPI-BOX LOW RANGE, NO PROBE, W/DISPLAY |  |  | https://bapisensors.sharepoint.com/sites/BAPIMediaLibrary/Shared%20Documents/Datasheets/ZPM_BB_PrecisionAccuracy_NoPrice.pdf | https://bapisensors.sharepoint.com/sites/BAPIMediaLibrary/Shared%20Documents/Instructions/47139_ins_ZPM_LR_BB.pdf
BA/ZPM-LR-AT-ND-BB | BA/ZPM-LR-AT-ND-BB | ZPM BAPI-BOX LOW RANGE, W/ATTACHED STATIC PRESSURE PROBE, NO DISPLAY |  | https://bapisensors.sharepoint.com/sites/BAPIMediaLibrary/Shared%20Documents/Product%20Images/ZPM_BB_NoLCD.png | https://bapisensors.sharepoint.com/sites/BAPIMediaLibrary/Shared%20Documents/Datasheets/ZPM_BB_PrecisionAccuracy_NoPrice.pdf | https://bapisensors.sharepoint.com/sites/BAPIMediaLibrary/Shared%20Documents/Instructions/47139_ins_ZPM_LR_BB.pdf
BA/ZPM-LR-AT-D-BB | BA/ZPM-LR-AT-D-BB | ZPM BAPI-BOX LOW RANGE, W/ATTACHED STATIC PRESSURE PROBE, W/DISPLAY |  |  | https://bapisensors.sharepoint.com/sites/BAPIMediaLibrary/Shared%20Documents/Datasheets/ZPM_BB_PrecisionAccuracy_NoPrice.pdf | https://bapisensors.sharepoint.com/sites/BAPIMediaLibrary/Shared%20Documents/Instructions/47139_ins_ZPM_LR_BB.pdf
BA/ZPM-LR-ST-ND-BB | BA/ZPM-LR-ST-ND-BB | ZPM BAPI-BOX LOW RANGE, W/STATIC PRESSURE PROBE, NO DISPLAY |  | https://bapisensors.sharepoint.com/sites/BAPIMediaLibrary/Shared%20Documents/Product%20Images/ZPM_BB_NoLCD.png | https://bapisensors.sharepoint.com/sites/BAPIMediaLibrary/Shared%20Documents/Datasheets/ZPM_BB_PrecisionAccuracy_NoPrice.pdf | https://bapisensors.sharepoint.com/sites/BAPIMediaLibrary/Shared%20Documents/Instructions/47139_ins_ZPM_LR_BB.pdf
BA/ZPMB-SR-NT-ND-BB | BA/ZPMB-SR-NT-ND-BB | ZPM BAPI-BOX STANDARD RANGE, 1% ACCURACY, NO PROBE, NO DISPLAY |  | https://bapisensors.sharepoint.com/sites/BAPIMediaLibrary/Shared%20Documents/Product%20Images/ZPM_BB_NoLCD.png | https://bapisensors.sharepoint.com/sites/BAPIMediaLibrary/Shared%20Documents/Datasheets/ZPM_BB_StandardAccuracy_NoPrice.pdf | https://bapisensors.sharepoint.com/sites/BAPIMediaLibrary/Shared%20Documents/Instructions/51698_ins_ZPMB_SR_BB.pdf
BA/ZPMB-SR-NT-D-BB | BA/ZPMB-SR-NT-D-BB | ZPM BAPI-BOX STANDARD RANGE, 1% ACCURACY, NO PROBE, W/DISPLAY |  |  | https://bapisensors.sharepoint.com/sites/BAPIMediaLibrary/Shared%20Documents/Datasheets/ZPM_BB_StandardAccuracy_NoPrice.pdf | https://bapisensors.sharepoint.com/sites/BAPIMediaLibrary/Shared%20Documents/Instructions/51698_ins_ZPMB_SR_BB.pdf
BA/ZPMB-SR-AT-ND-BB | BA/ZPMB-SR-AT-ND-BB | ZPM BAPI-BOX STANDARD RANGE, 1% ACCURACY, W/ATTACHED STATIC PRESSURE PROBE, NO DISPLAY |  | https://bapisensors.sharepoint.com/sites/BAPIMediaLibrary/Shared%20Documents/Product%20Images/ZPM_BB_NoLCD.png | https://bapisensors.sharepoint.com/sites/BAPIMediaLibrary/Shared%20Documents/Datasheets/ZPM_BB_StandardAccuracy_NoPrice.pdf | https://bapisensors.sharepoint.com/sites/BAPIMediaLibrary/Shared%20Documents/Instructions/51698_ins_ZPMB_SR_BB.pdf
BA/ZPMB-SR-AT-D-BB | BA/ZPMB-SR-AT-D-BB | ZPM BAPI-BOX STANDARD RANGE, 1% ACCURACY, W/ATTACHED STATIC PRESSURE PROBE, W/DISPLAY |  |  | https://bapisensors.sharepoint.com/sites/BAPIMediaLibrary/Shared%20Documents/Datasheets/ZPM_BB_StandardAccuracy_NoPrice.pdf | https://bapisensors.sharepoint.com/sites/BAPIMediaLibrary/Shared%20Documents/Instructions/51698_ins_ZPMB_SR_BB.pdf
BA/ZPM-SR-NT-ND-BB | BA/ZPM-SR-NT-ND-BB | ZPM BAPI-BOX STANDARD RANGE, NO PROBE, NO DISPLAY |  | https://bapisensors.sharepoint.com/sites/BAPIMediaLibrary/Shared%20Documents/Product%20Images/ZPM_BB_NoLCD.png | https://bapisensors.sharepoint.com/sites/BAPIMediaLibrary/Shared%20Documents/Datasheets/ZPM_BB_PrecisionAccuracy_NoPrice.pdf | https://bapisensors.sharepoint.com/sites/BAPIMediaLibrary/Shared%20Documents/Instructions/47138_ins_ZPM_SR_BB.pdf
BA/ZPM-SR-NT-D-BB | BA/ZPM-SR-NT-D-BB | ZPM BAPI-BOX STANDARD RANGE, NO PROBE, W/DISPLAY |  |  | https://bapisensors.sharepoint.com/sites/BAPIMediaLibrary/Shared%20Documents/Datasheets/ZPM_BB_PrecisionAccuracy_NoPrice.pdf | https://bapisensors.sharepoint.com/sites/BAPIMediaLibrary/Shared%20Documents/Instructions/47138_ins_ZPM_SR_BB.pdf
BA/ZPM-SR-AT-ND-BB | BA/ZPM-SR-AT-ND-BB | ZPM BAPI-BOX STANDARD RANGE, W/ATTACHED STATIC PRESSURE PROBE, NO DISPLAY |  | https://bapisensors.sharepoint.com/sites/BAPIMediaLibrary/Shared%20Documents/Product%20Images/ZPM_BB_NoLCD.png | https://bapisensors.sharepoint.com/sites/BAPIMediaLibrary/Shared%20Documents/Datasheets/ZPM_BB_PrecisionAccuracy_NoPrice.pdf | https://bapisensors.sharepoint.com/sites/BAPIMediaLibrary/Shared%20Documents/Instructions/47138_ins_ZPM_SR_BB.pdf
BA/ZPM-SR-AT-D-BB | BA/ZPM-SR-AT-D-BB | ZPM BAPI-BOX STANDARD RANGE, W/ATTACHED STATIC PRESSURE PROBE, W/DISPLAY |  |  | https://bapisensors.sharepoint.com/sites/BAPIMediaLibrary/Shared%20Documents/Datasheets/ZPM_BB_PrecisionAccuracy_NoPrice.pdf | https://bapisensors.sharepoint.com/sites/BAPIMediaLibrary/Shared%20Documents/Instructions/47138_ins_ZPM_SR_BB.pdf
BA/ZPM-SR-ST-ND-BB | BA/ZPM-SR-ST-ND-BB | ZPM BAPI-BOX STANDARD RANGE, W/STATIC PRESSURE PROBE, NO DISPLAY |  | https://bapisensors.sharepoint.com/sites/BAPIMediaLibrary/Shared%20Documents/Product%20Images/ZPM_BB_NoLCD.png | https://bapisensors.sharepoint.com/sites/BAPIMediaLibrary/Shared%20Documents/Datasheets/ZPM_BB_PrecisionAccuracy_NoPrice.pdf | https://bapisensors.sharepoint.com/sites/BAPIMediaLibrary/Shared%20Documents/Instructions/47138_ins_ZPM_SR_BB.pdf
BA/ZPM-SR-ST-D-BB | BA/ZPM-SR-ST-D-BB | ZPM BAPI-BOX STANDARD RANGE, W/STATIC PRESSURE PROBE, W/DISPLAY |  |  | https://bapisensors.sharepoint.com/sites/BAPIMediaLibrary/Shared%20Documents/Datasheets/ZPM_BB_PrecisionAccuracy_NoPrice.pdf | https://bapisensors.sharepoint.com/sites/BAPIMediaLibrary/Shared%20Documents/Instructions/47138_ins_ZPM_SR_BB.pdf
ZPS-ACC07 | ZPS-ACC07 | ZPS-ACC07 STATIC PROBE ASSEMBLY 6IN |  |  | https://bapisensors.sharepoint.com/sites/BAPIMediaLibrary/Shared%20Documents/Datasheets/Pressure_Probes_NoPrice-v17.pdf | https://bapisensors.sharepoint.com/sites/BAPIMediaLibrary/Shared%20Documents/Instructions/13044_ins_ZPS_ACC.pdf
ZPS-ACC08 | ZPS-ACC08 | ZPS-ACC08 STATIC TUBE |  |  | https://bapisensors.sharepoint.com/sites/BAPIMediaLibrary/Shared%20Documents/Datasheets/Pressure_Probes_NoPrice-v17.pdf | https://bapisensors.sharepoint.com/sites/BAPIMediaLibrary/Shared%20Documents/Instructions/13044_ins_ZPS_ACC.pdf
BA/10K2RPFEP25B | BA/10K-2-RPFEP-25'-BB | STRAP 10K-2 THMS REMOTE 25FT FEP JACKETED CABLE |  | https://bapisensors.sharepoint.com/sites/BAPIMediaLibrary/Shared%20Documents/Product%20Images/wam-remote-temp-bb-e1755178936765.png | https://bapisensors.sharepoint.com/sites/BAPIMediaLibrary/Shared%20Documents/Datasheets/Remote_Sensors_Probes_NoPrice-v17.pdf | https://bapisensors.sharepoint.com/sites/BAPIMediaLibrary/Shared%20Documents/Instructions/20910_ins_Remote_Sensor_Passive.pdf
BA/10K2RPFEP18B | BA/10K-2-RPFEP-18"-BB | STRAP 10K-2 THMS REMOTE PROBE 18IN LEAD BAPI BOX |  | https://bapisensors.sharepoint.com/sites/BAPIMediaLibrary/Shared%20Documents/Product%20Images/wam-remote-temp-bb-e1755178936765.png | https://bapisensors.sharepoint.com/sites/BAPIMediaLibrary/Shared%20Documents/Datasheets/Remote_Sensors_Probes_NoPrice-v17.pdf | https://bapisensors.sharepoint.com/sites/BAPIMediaLibrary/Shared%20Documents/Instructions/20910_ins_Remote_Sensor_Passive.pdf
BA10K311KRPF18B | BA/10K-3[11K]-RPFEP-18"-BB | STRAP 10K-3 THMS 11K SHNT REMTE 18IN LEAD BAPI BOX |  | https://bapisensors.sharepoint.com/sites/BAPIMediaLibrary/Shared%20Documents/Product%20Images/wam-remote-temp-bb-e1755178936765.png | https://bapisensors.sharepoint.com/sites/BAPIMediaLibrary/Shared%20Documents/Datasheets/Remote_Sensors_Probes_NoPrice-v17.pdf | https://bapisensors.sharepoint.com/sites/BAPIMediaLibrary/Shared%20Documents/Instructions/20910_ins_Remote_Sensor_Passive.pdf
BA/1K1RP15 | BA/1K[1]-RP-15' | STRAP 1K OHM RTD REMOTE PROBE 15FT LEAD -328/32F |  | https://bapisensors.sharepoint.com/sites/BAPIMediaLibrary/Shared%20Documents/Product%20Images/Remote_Probe_300pix.png | https://bapisensors.sharepoint.com/sites/BAPIMediaLibrary/Shared%20Documents/Datasheets/Extreme_Temp_RTD_NoPrice-v17.pdf | https://bapisensors.sharepoint.com/sites/BAPIMediaLibrary/Shared%20Documents/Instructions/8612_ins_RTD_EXTRM.pdf
BA/1K2RPFEP5 | BA/1K[2]-RPFEP-5' | STRAP 1K OHM RTD REMOTE PROBE 5FT LEAD 212/410F |  | https://bapisensors.sharepoint.com/sites/BAPIMediaLibrary/Shared%20Documents/Product%20Images/Remote_Probe_300pix.png | https://bapisensors.sharepoint.com/sites/BAPIMediaLibrary/Shared%20Documents/Datasheets/Extreme_Temp_RTD_NoPrice-v17.pdf | https://bapisensors.sharepoint.com/sites/BAPIMediaLibrary/Shared%20Documents/Instructions/8612_ins_RTD_EXTRM.pdf
BA/1K2RP15BB2TS | BA/1K[2]-RP-15'-BB2-TS | STRAP 1K RTD REMOTE 10FT LEAD BAPI BOX 2 212/410F |  | https://bapisensors.sharepoint.com/sites/BAPIMediaLibrary/Shared%20Documents/Product%20Images/Remote_BB2_Blue.png | https://bapisensors.sharepoint.com/sites/BAPIMediaLibrary/Shared%20Documents/Datasheets/Extreme_Temp_RTD_NoPrice-v17.pdf | https://bapisensors.sharepoint.com/sites/BAPIMediaLibrary/Shared%20Documents/Instructions/8612_ins_RTD_EXTRM.pdf
BA/1K1RP5BB2TS | BA/1K[1]-RP-5'-BB2-TS | STRAP 1K RTD REMOTE 5FT LEAD BAPI BOX 2 -328/32F |  | https://bapisensors.sharepoint.com/sites/BAPIMediaLibrary/Shared%20Documents/Product%20Images/Remote_BB2_Blue.png | https://bapisensors.sharepoint.com/sites/BAPIMediaLibrary/Shared%20Documents/Datasheets/Extreme_Temp_RTD_NoPrice-v17.pdf | https://bapisensors.sharepoint.com/sites/BAPIMediaLibrary/Shared%20Documents/Instructions/8612_ins_RTD_EXTRM.pdf
BA/1K1RP10BBTS | BA/1K[1]-RP-10'-BB-TS | STRAP 1K RTD REMT 10FT LEAD BAPI BOX TRML -328/32F |  | https://bapisensors.sharepoint.com/sites/BAPIMediaLibrary/Shared%20Documents/Product%20Images/wam-remote-temp-bb-e1755178936765.png | https://bapisensors.sharepoint.com/sites/BAPIMediaLibrary/Shared%20Documents/Datasheets/Extreme_Temp_RTD_NoPrice-v17.pdf | https://bapisensors.sharepoint.com/sites/BAPIMediaLibrary/Shared%20Documents/Instructions/8612_ins_RTD_EXTRM.pdf
BA/1K2RP10BBTS | BA/1K[2]-RP-10'-BB-TS | STRAP 1K RTD REMTE 10FT LEAD BAPI BOX TRM 212/410F |  | https://bapisensors.sharepoint.com/sites/BAPIMediaLibrary/Shared%20Documents/Product%20Images/wam-remote-temp-bb-e1755178936765.png | https://bapisensors.sharepoint.com/sites/BAPIMediaLibrary/Shared%20Documents/Datasheets/Extreme_Temp_RTD_NoPrice-v17.pdf | https://bapisensors.sharepoint.com/sites/BAPIMediaLibrary/Shared%20Documents/Instructions/8612_ins_RTD_EXTRM.pdf
BA/592SBB4 | BA/592-S-BB4 | STRAP ON 592 SEMI BAPI BOX 4 |  | https://bapisensors.sharepoint.com/sites/BAPIMediaLibrary/Shared%20Documents/Product%20Images/Clamp_BB4.png | https://bapisensors.sharepoint.com/sites/BAPIMediaLibrary/Shared%20Documents/Datasheets/StrapUnits_temp_NoPrice-v17.pdf | https://bapisensors.sharepoint.com/sites/BAPIMediaLibrary/Shared%20Documents/Instructions/20911_ins_Strap_On_Passive.pdf
BA/592SJB | BA/592-S-JB | STRAP ON 592 SEMI HANDI BOX |  | https://bapisensors.sharepoint.com/sites/BAPIMediaLibrary/Shared%20Documents/Product%20Images/Clamp_JBox_300pix.png | https://bapisensors.sharepoint.com/sites/BAPIMediaLibrary/Shared%20Documents/Datasheets/StrapUnits_temp_NoPrice-v17.pdf | https://bapisensors.sharepoint.com/sites/BAPIMediaLibrary/Shared%20Documents/Instructions/20911_ins_Strap_On_Passive.pdf
BA/59210KSJB | BA/592-10K-S-JB | STRAP ON 592-10K SEMI HANDI BOX |  | https://bapisensors.sharepoint.com/sites/BAPIMediaLibrary/Shared%20Documents/Product%20Images/Clamp_JBox_300pix.png | https://bapisensors.sharepoint.com/sites/BAPIMediaLibrary/Shared%20Documents/Datasheets/StrapUnits_temp_NoPrice-v17.pdf | https://bapisensors.sharepoint.com/sites/BAPIMediaLibrary/Shared%20Documents/Instructions/20911_ins_Strap_On_Passive.pdf
BA/10K2RPFEP5BB | BA/10K-2-RPFEP-5'-BB | STRAP REMOTE PRBE 10K-2 THMS 5FT JACKETED BAPI BOX |  | https://bapisensors.sharepoint.com/sites/BAPIMediaLibrary/Shared%20Documents/Product%20Images/wam-remote-temp-bb-e1755178936765.png | https://bapisensors.sharepoint.com/sites/BAPIMediaLibrary/Shared%20Documents/Datasheets/Remote_Sensors_Probes_NoPrice-v17.pdf | https://bapisensors.sharepoint.com/sites/BAPIMediaLibrary/Shared%20Documents/Instructions/20910_ins_Remote_Sensor_Passive.pdf
BA/10K2P4TFE18 | BA/10K-2-P-4"-TFE-18" | STRAP-ON 10K THMS 2 REPLACMNT 4IN PROBE 18IN LEAD TF |  | https://bapisensors.sharepoint.com/sites/BAPIMediaLibrary/Shared%20Documents/Product%20Images/Remote_Probe_300pix.png | https://bapisensors.sharepoint.com/sites/BAPIMediaLibrary/Shared%20Documents/Datasheets/Replacement_Probes_NoPrice-v17.pdf | https://bapisensors.sharepoint.com/sites/BAPIMediaLibrary/Shared%20Documents/Instructions/20912_ins_Repl_Probe_Passive.pdf
BA/10K3P2.25TFE | BA/10K-3-P-2.25"-TFE | STRAP-ON 10K THMS 3 REPLACMNT 2.25IN PROBE 6IN LEAD |  | https://bapisensors.sharepoint.com/sites/BAPIMediaLibrary/Shared%20Documents/Product%20Images/Remote_Probe_300pix.png | https://bapisensors.sharepoint.com/sites/BAPIMediaLibrary/Shared%20Documents/Datasheets/Replacement_Probes_NoPrice-v17.pdf | https://bapisensors.sharepoint.com/sites/BAPIMediaLibrary/Shared%20Documents/Instructions/20912_ins_Repl_Probe_Passive.pdf
BA/10K3P4TFE | BA/10K-3-P-4"-TFE | STRAP-ON 10K THMS 3 REPLACMNT 4IN PROBE 6IN LEAD |  | https://bapisensors.sharepoint.com/sites/BAPIMediaLibrary/Shared%20Documents/Product%20Images/Remote_Probe_300pix.png | https://bapisensors.sharepoint.com/sites/BAPIMediaLibrary/Shared%20Documents/Datasheets/Replacement_Probes_NoPrice-v17.pdf | https://bapisensors.sharepoint.com/sites/BAPIMediaLibrary/Shared%20Documents/Instructions/20912_ins_Repl_Probe_Passive.pdf
BA/3KP6.5TFE | BA/3K-P-6.5"-TFE | STRAP-ON 3K THMS REPLACMNT 6.5IN PROBE 6IN LEAD |  | https://bapisensors.sharepoint.com/sites/BAPIMediaLibrary/Shared%20Documents/Product%20Images/Remote_Probe_300pix.png | https://bapisensors.sharepoint.com/sites/BAPIMediaLibrary/Shared%20Documents/Datasheets/Replacement_Probes_NoPrice-v17.pdf | https://bapisensors.sharepoint.com/sites/BAPIMediaLibrary/Shared%20Documents/Instructions/20912_ins_Repl_Probe_Passive.pdf
BA/1.8KP9.5TFE | BA/1.8K-P-9.5"-TFE | STRAP-ON REPLACE PROBE 1.8 K THMS 9.5IN TEFLON LEADS |  | https://bapisensors.sharepoint.com/sites/BAPIMediaLibrary/Shared%20Documents/Product%20Images/Remote_Probe_300pix.png | https://bapisensors.sharepoint.com/sites/BAPIMediaLibrary/Shared%20Documents/Datasheets/Replacement_Probes_NoPrice-v17.pdf | https://bapisensors.sharepoint.com/sites/BAPIMediaLibrary/Shared%20Documents/Instructions/20912_ins_Repl_Probe_Passive.pdf
BA/1.8KP6.5TFE | BA/1.8K-P-6.5"-TFE | STRAP-ON REPLACE PROBE 1.8 K THMS 6.5IN TEFLON LEADS |  | https://bapisensors.sharepoint.com/sites/BAPIMediaLibrary/Shared%20Documents/Product%20Images/Remote_Probe_300pix.png | https://bapisensors.sharepoint.com/sites/BAPIMediaLibrary/Shared%20Documents/Datasheets/Replacement_Probes_NoPrice-v17.pdf | https://bapisensors.sharepoint.com/sites/BAPIMediaLibrary/Shared%20Documents/Instructions/20912_ins_Repl_Probe_Passive.pdf
BA/1.8KP8.25TFE | BA/1.8K-P-8.25"-TFE | STRAP-ON REPLACE PROBE 1.8 K THMS 8.25IN TEFLON LEADS |  | https://bapisensors.sharepoint.com/sites/BAPIMediaLibrary/Shared%20Documents/Product%20Images/Remote_Probe_300pix.png | https://bapisensors.sharepoint.com/sites/BAPIMediaLibrary/Shared%20Documents/Datasheets/Replacement_Probes_NoPrice-v17.pdf | https://bapisensors.sharepoint.com/sites/BAPIMediaLibrary/Shared%20Documents/Instructions/20912_ins_Repl_Probe_Passive.pdf
BA/1.8KPP18 | BA/1.8K-PP-18" | STRAP-ON REPLACEMENT SNR 1.8 K THMS 18 IN LEADS |  | https://bapisensors.sharepoint.com/sites/BAPIMediaLibrary/Shared%20Documents/Product%20Images/Remote_Sensor_Only.png | https://bapisensors.sharepoint.com/sites/BAPIMediaLibrary/Shared%20Documents/Datasheets/Remote_Sensors_Probes_NoPrice-v17.pdf | https://bapisensors.sharepoint.com/sites/BAPIMediaLibrary/Shared%20Documents/Instructions/20910_ins_Remote_Sensor_Passive.pdf
BA/1.8KPP18BB4 | BA/1.8K-PP-18"-BB4 | STRAP-ON REPLACEMENT SNR 1.8 K THMS 18IN LEADS B BOX |  | https://bapisensors.sharepoint.com/sites/BAPIMediaLibrary/Shared%20Documents/Product%20Images/Temperature_PP_BB4_TFE.png | https://bapisensors.sharepoint.com/sites/BAPIMediaLibrary/Shared%20Documents/Datasheets/Remote_Sensors_Probes_NoPrice-v17.pdf | https://bapisensors.sharepoint.com/sites/BAPIMediaLibrary/Shared%20Documents/Instructions/20910_ins_Remote_Sensor_Passive.pdf
BA/1.8KPP6 | BA/1.8K-PP-6" | STRAP-ON REPLACEMENT SNR 1.8 K THMS 6IN LEADS |  | https://bapisensors.sharepoint.com/sites/BAPIMediaLibrary/Shared%20Documents/Product%20Images/Remote_Probe_300pix.png | https://bapisensors.sharepoint.com/sites/BAPIMediaLibrary/Shared%20Documents/Datasheets/Remote_Sensors_Probes_NoPrice-v17.pdf | https://bapisensors.sharepoint.com/sites/BAPIMediaLibrary/Shared%20Documents/Instructions/20910_ins_Remote_Sensor_Passive.pdf
BA/1.8KP4.5TFE | BA/1.8K-P-4.5"-TFE | STRAP-ON RPL PROBE 1.8 K THMS 4.5IN TEFLON LEADS |  | https://bapisensors.sharepoint.com/sites/BAPIMediaLibrary/Shared%20Documents/Product%20Images/Remote_Probe_300pix.png | https://bapisensors.sharepoint.com/sites/BAPIMediaLibrary/Shared%20Documents/Datasheets/Replacement_Probes_NoPrice-v17.pdf | https://bapisensors.sharepoint.com/sites/BAPIMediaLibrary/Shared%20Documents/Instructions/20912_ins_Repl_Probe_Passive.pdf
BA/1.8K-PP-25 | BA/1.8K-PP-25' | STRAP-ON 1.8K REMOTE SENSOR 25FT LEADS |  | https://bapisensors.sharepoint.com/sites/BAPIMediaLibrary/Shared%20Documents/Product%20Images/Remote_Sensor_Only.png | https://bapisensors.sharepoint.com/sites/BAPIMediaLibrary/Shared%20Documents/Datasheets/Remote_Sensors_Probes_NoPrice-v17.pdf | https://bapisensors.sharepoint.com/sites/BAPIMediaLibrary/Shared%20Documents/Instructions/20910_ins_Remote_Sensor_Passive.pdf
BA/1.8KPP25BB2 | BA/1.8K-PP-25'-BB2 | STRAP-ON 1.8K REMOTE SENSOR 25FT LEADS BAPI BOX2 |  | https://bapisensors.sharepoint.com/sites/BAPIMediaLibrary/Shared%20Documents/Product%20Images/Remote_Sensor_BB2_300pix.png | https://bapisensors.sharepoint.com/sites/BAPIMediaLibrary/Shared%20Documents/Datasheets/Remote_Sensors_Probes_NoPrice-v17.pdf | https://bapisensors.sharepoint.com/sites/BAPIMediaLibrary/Shared%20Documents/Instructions/20910_ins_Remote_Sensor_Passive.pdf
BA/1.8KSBB4 | BA/1.8K-S-BB4 | STRAP-ON 1.8K THMS BAPI BOX4 |  | https://bapisensors.sharepoint.com/sites/BAPIMediaLibrary/Shared%20Documents/Product%20Images/Clamp_BB4.png | https://bapisensors.sharepoint.com/sites/BAPIMediaLibrary/Shared%20Documents/Datasheets/StrapUnits_temp_NoPrice-v17.pdf | https://bapisensors.sharepoint.com/sites/BAPIMediaLibrary/Shared%20Documents/Instructions/20911_ins_Strap_On_Passive.pdf
BA/1.8KSJB | BA/1.8K-S-JB | STRAP-ON 1.8K THMS HANDI BOX |  | https://bapisensors.sharepoint.com/sites/BAPIMediaLibrary/Shared%20Documents/Product%20Images/Clamp_JBox_300pix.png | https://bapisensors.sharepoint.com/sites/BAPIMediaLibrary/Shared%20Documents/Datasheets/StrapUnits_temp_NoPrice-v17.pdf | https://bapisensors.sharepoint.com/sites/BAPIMediaLibrary/Shared%20Documents/Instructions/20911_ins_Strap_On_Passive.pdf
BA/1.8K-STP | BA/1.8K-STP | STRAP-ON 1.8K THMS W/ SPRING LOADED PROBE |  | https://bapisensors.sharepoint.com/sites/BAPIMediaLibrary/Shared%20Documents/Product%20Images/Strap_JB_300pix.png | https://bapisensors.sharepoint.com/sites/BAPIMediaLibrary/Shared%20Documents/Datasheets/StrapUnits_temp_NoPrice-v17.pdf | https://bapisensors.sharepoint.com/sites/BAPIMediaLibrary/Shared%20Documents/Instructions/20911_ins_Strap_On_Passive.pdf
BA/1.8KSTPBB2 | BA/1.8K-STP-BB2 | STRAP-ON 1.8K W/ SPRING LOADED PROBE BAPI BOX2 |  | https://bapisensors.sharepoint.com/sites/BAPIMediaLibrary/Shared%20Documents/Product%20Images/SpringLoaded_BB2.png | https://bapisensors.sharepoint.com/sites/BAPIMediaLibrary/Shared%20Documents/Datasheets/StrapUnits_temp_NoPrice-v17.pdf | https://bapisensors.sharepoint.com/sites/BAPIMediaLibrary/Shared%20Documents/Instructions/20911_ins_Strap_On_Passive.pdf
BA/1.8KSTPBB4 | BA/1.8K-STP-BB4 | STRAP-ON 1.8K W/ SPRING LOADED PROBE BAPI BOX4 |  | https://bapisensors.sharepoint.com/sites/BAPIMediaLibrary/Shared%20Documents/Product%20Images/SpringLoaded_BB4.png | https://bapisensors.sharepoint.com/sites/BAPIMediaLibrary/Shared%20Documents/Datasheets/StrapUnits_temp_NoPrice-v17.pdf | https://bapisensors.sharepoint.com/sites/BAPIMediaLibrary/Shared%20Documents/Instructions/20911_ins_Strap_On_Passive.pdf
BA/1K3RPFEP10 | BA/1K[3]-RPFEP-10' | STRAP-ON 10 FT REMOT PROBE 1K OHM 375 RTD 392/1112F |  | https://bapisensors.sharepoint.com/sites/BAPIMediaLibrary/Shared%20Documents/Product%20Images/Remote_Probe_300pix.png | https://bapisensors.sharepoint.com/sites/BAPIMediaLibrary/Shared%20Documents/Datasheets/Extreme_Temp_RTD_NoPrice-v17.pdf | https://bapisensors.sharepoint.com/sites/BAPIMediaLibrary/Shared%20Documents/Instructions/8612_ins_RTD_EXTRM.pdf
BA1002RPFE10BB | BA/100[2]-RPFEP-10'-BB | STRAP-ON 10 FT REMOTE 100 OHM RTD BAPI BOX 212/410F |  | https://bapisensors.sharepoint.com/sites/BAPIMediaLibrary/Shared%20Documents/Product%20Images/wam-remote-temp-bb-e1755178936765.png | https://bapisensors.sharepoint.com/sites/BAPIMediaLibrary/Shared%20Documents/Datasheets/Remote_Sensors_Probes_NoPrice-v17.pdf | https://bapisensors.sharepoint.com/sites/BAPIMediaLibrary/Shared%20Documents/Instructions/20910_ins_Remote_Sensor_Passive.pdf
BA/1K3RP10BB | BA/1K[3]-RP-10'-BB | STRAP-ON 10 FT REMOTE 1K OHM 375 RTD BAPI BX 392/1112F |  | https://bapisensors.sharepoint.com/sites/BAPIMediaLibrary/Shared%20Documents/Product%20Images/wam-remote-temp-bb-e1755178936765.png | https://bapisensors.sharepoint.com/sites/BAPIMediaLibrary/Shared%20Documents/Datasheets/Extreme_Temp_RTD_NoPrice-v17.pdf | https://bapisensors.sharepoint.com/sites/BAPIMediaLibrary/Shared%20Documents/Instructions/8612_ins_RTD_EXTRM.pdf
BA10K2RPFEP10WP | BA/10K-2-RPFEP-10'-WP | STRAP-ON 10 FT REMOTE PROBE 10K-2 THMS ALUM BOX |  | https://bapisensors.sharepoint.com/sites/BAPIMediaLibrary/Shared%20Documents/Product%20Images/Remote_Probe_WP_300pix.png | https://bapisensors.sharepoint.com/sites/BAPIMediaLibrary/Shared%20Documents/Datasheets/Remote_Sensors_Probes_NoPrice-v17.pdf | https://bapisensors.sharepoint.com/sites/BAPIMediaLibrary/Shared%20Documents/Instructions/20910_ins_Remote_Sensor_Passive.pdf
BA10K2RPFE10BB | BA/10K-2-RPFEP-10'-BB | STRAP-ON 10 FT REMOTE PROBE 10K-2 THMS BAPI BOX |  | https://bapisensors.sharepoint.com/sites/BAPIMediaLibrary/Shared%20Documents/Product%20Images/wam-remote-temp-bb-e1755178936765.png | https://bapisensors.sharepoint.com/sites/BAPIMediaLibrary/Shared%20Documents/Datasheets/Remote_Sensors_Probes_NoPrice-v17.pdf | https://bapisensors.sharepoint.com/sites/BAPIMediaLibrary/Shared%20Documents/Instructions/20910_ins_Remote_Sensor_Passive.pdf
BA10K2RPFE10BB2 | BA/10K-2-RPFEP-10'-BB2 | STRAP-ON 10 FT REMOTE PROBE 10K-2 THMS BAPI BOX 2 |  | https://bapisensors.sharepoint.com/sites/BAPIMediaLibrary/Shared%20Documents/Product%20Images/Remote_BB2_Blue.png | https://bapisensors.sharepoint.com/sites/BAPIMediaLibrary/Shared%20Documents/Datasheets/Remote_Sensors_Probes_NoPrice-v17.pdf | https://bapisensors.sharepoint.com/sites/BAPIMediaLibrary/Shared%20Documents/Instructions/20910_ins_Remote_Sensor_Passive.pdf
BA10K2RPFE10BB4 | BA/10K-2-RPFEP-10'-BB4 | STRAP-ON 10 FT REMOTE PROBE 10K-2 THMS BAPI BOX 4 |  | https://bapisensors.sharepoint.com/sites/BAPIMediaLibrary/Shared%20Documents/Product%20Images/Remote_Probe_BB4_300pix.png | https://bapisensors.sharepoint.com/sites/BAPIMediaLibrary/Shared%20Documents/Datasheets/Remote_Sensors_Probes_NoPrice-v17.pdf | https://bapisensors.sharepoint.com/sites/BAPIMediaLibrary/Shared%20Documents/Instructions/20910_ins_Remote_Sensor_Passive.pdf
BA10K3RPFE10BB | BA/10K-3-RPFEP-10'-BB | STRAP-ON 10 FT REMOTE PROBE 10K-3 THMS BAPI BOX |  | https://bapisensors.sharepoint.com/sites/BAPIMediaLibrary/Shared%20Documents/Product%20Images/wam-remote-temp-bb-e1755178936765.png | https://bapisensors.sharepoint.com/sites/BAPIMediaLibrary/Shared%20Documents/Datasheets/Remote_Sensors_Probes_NoPrice-v17.pdf | https://bapisensors.sharepoint.com/sites/BAPIMediaLibrary/Shared%20Documents/Instructions/20910_ins_Remote_Sensor_Passive.pdf
BA10K3RPFE10BB2 | BA/10K-3-RPFEP-10'-BB2 | STRAP-ON 10 FT REMOTE PROBE 10K-3 THMS BAPI BOX 2 |  | https://bapisensors.sharepoint.com/sites/BAPIMediaLibrary/Shared%20Documents/Product%20Images/Remote_BB2_Blue.png | https://bapisensors.sharepoint.com/sites/BAPIMediaLibrary/Shared%20Documents/Datasheets/Remote_Sensors_Probes_NoPrice-v17.pdf | https://bapisensors.sharepoint.com/sites/BAPIMediaLibrary/Shared%20Documents/Instructions/20910_ins_Remote_Sensor_Passive.pdf
BA10K3RPFE10BB4 | BA/10K-3-RPFEP-10'-BB4 | STRAP-ON 10 FT REMOTE PROBE 10K-3 THMS BAPI BOX 4 |  | https://bapisensors.sharepoint.com/sites/BAPIMediaLibrary/Shared%20Documents/Product%20Images/Remote_Probe_BB4_300pix.png | https://bapisensors.sharepoint.com/sites/BAPIMediaLibrary/Shared%20Documents/Datasheets/Remote_Sensors_Probes_NoPrice-v17.pdf | https://bapisensors.sharepoint.com/sites/BAPIMediaLibrary/Shared%20Documents/Instructions/20910_ins_Remote_Sensor_Passive.pdf
BA/10K3RPFEP10 | BA/10K-3-RPFEP-10' | STRAP-ON 10 FT REMOTE PROBE 10K3 THMS THMS |  | https://bapisensors.sharepoint.com/sites/BAPIMediaLibrary/Shared%20Documents/Product%20Images/Remote_Probe_300pix.png | https://bapisensors.sharepoint.com/sites/BAPIMediaLibrary/Shared%20Documents/Datasheets/Remote_Sensors_Probes_NoPrice-v17.pdf | https://bapisensors.sharepoint.com/sites/BAPIMediaLibrary/Shared%20Documents/Instructions/20910_ins_Remote_Sensor_Passive.pdf
BA/10K3RPFEP210 | BA/10K-3-RPFEP2-10' | STRAP-ON 10 FT REMOTE PROBE 10K3 THMS THMS |  | https://bapisensors.sharepoint.com/sites/BAPIMediaLibrary/Shared%20Documents/Product%20Images/Remote_Probe_300pix.png | https://bapisensors.sharepoint.com/sites/BAPIMediaLibrary/Shared%20Documents/Datasheets/Remote_Sensors_Probes_NoPrice-v17.pdf | https://bapisensors.sharepoint.com/sites/BAPIMediaLibrary/Shared%20Documents/Instructions/20910_ins_Remote_Sensor_Passive.pdf
BA1K1RPFEP10BB2 | BA/1K[1]-RPFEP-10'-BB2 | STRAP-ON 10 FT RMT PRB 1K OHM 3810 RTD BAPI BOX 2 -328/32F |  | https://bapisensors.sharepoint.com/sites/BAPIMediaLibrary/Shared%20Documents/Product%20Images/Remote_BB2_Blue.png | https://bapisensors.sharepoint.com/sites/BAPIMediaLibrary/Shared%20Documents/Datasheets/Extreme_Temp_RTD_NoPrice-v17.pdf | https://bapisensors.sharepoint.com/sites/BAPIMediaLibrary/Shared%20Documents/Instructions/8612_ins_RTD_EXTRM.pdf
BA/1003WSTPBB2 | BA/100[3W]-STP-BB2 | STRAP-ON 100 OHM 3WIRE RTD CLAMP ON BAPI BOX2 |  | https://bapisensors.sharepoint.com/sites/BAPIMediaLibrary/Shared%20Documents/Product%20Images/SpringLoaded_BB2.png | https://bapisensors.sharepoint.com/sites/BAPIMediaLibrary/Shared%20Documents/Datasheets/StrapUnits_temp_NoPrice-v17.pdf | https://bapisensors.sharepoint.com/sites/BAPIMediaLibrary/Shared%20Documents/Instructions/20911_ins_Strap_On_Passive.pdf
BA/1003WSTPJB | BA/100[3W]-STP-JB | STRAP-ON 100 OHM 3WIRE RTD CLAMP ON HANDI BOX |  | https://bapisensors.sharepoint.com/sites/BAPIMediaLibrary/Shared%20Documents/Product%20Images/Strap_JB_300pix.png | https://bapisensors.sharepoint.com/sites/BAPIMediaLibrary/Shared%20Documents/Datasheets/StrapUnits_temp_NoPrice-v17.pdf | https://bapisensors.sharepoint.com/sites/BAPIMediaLibrary/Shared%20Documents/Instructions/20911_ins_Strap_On_Passive.pdf
BA/1003WSBB | BA/100[3W]-S-BB | STRAP-ON 100 OHM 3WIRE RTD CLAMP ON SUB BAPI BOX |  | https://bapisensors.sharepoint.com/sites/BAPIMediaLibrary/Shared%20Documents/Product%20Images/ClampOn_BB.png | https://bapisensors.sharepoint.com/sites/BAPIMediaLibrary/Shared%20Documents/Datasheets/StrapUnits_temp_NoPrice-v17.pdf | https://bapisensors.sharepoint.com/sites/BAPIMediaLibrary/Shared%20Documents/Instructions/20911_ins_Strap_On_Passive.pdf
BA/1003WSBB4 | BA/100[3W]-S-BB4 | STRAP-ON 100 OHM 3WIRE RTD CLAMP ON SUB BAPI BOX4 |  | https://bapisensors.sharepoint.com/sites/BAPIMediaLibrary/Shared%20Documents/Product%20Images/Clamp_BB4.png | https://bapisensors.sharepoint.com/sites/BAPIMediaLibrary/Shared%20Documents/Datasheets/StrapUnits_temp_NoPrice-v17.pdf | https://bapisensors.sharepoint.com/sites/BAPIMediaLibrary/Shared%20Documents/Instructions/20911_ins_Strap_On_Passive.pdf
BA/1003WSJB | BA/100[3W]-S-JB | STRAP-ON 100 OHM 3WIRE RTD CLAMP ON SUB HANDI BOX |  | https://bapisensors.sharepoint.com/sites/BAPIMediaLibrary/Shared%20Documents/Product%20Images/Clamp_JBox_300pix.png | https://bapisensors.sharepoint.com/sites/BAPIMediaLibrary/Shared%20Documents/Datasheets/StrapUnits_temp_NoPrice-v17.pdf | https://bapisensors.sharepoint.com/sites/BAPIMediaLibrary/Shared%20Documents/Instructions/20911_ins_Strap_On_Passive.pdf
BA/1003WRPP18BB | BA/100[3W]-RPP-18"-BB | STRAP-ON 100 OHM 3WIRE RTD REMOTE 18IN LEADS B BOX |  | https://bapisensors.sharepoint.com/sites/BAPIMediaLibrary/Shared%20Documents/Product%20Images/wam-remote-temp-bb-e1755178936765.png | https://bapisensors.sharepoint.com/sites/BAPIMediaLibrary/Shared%20Documents/Datasheets/Remote_Sensors_Probes_NoPrice-v17.pdf | https://bapisensors.sharepoint.com/sites/BAPIMediaLibrary/Shared%20Documents/Instructions/20910_ins_Remote_Sensor_Passive.pdf
BA/1003WP4.5TFE | BA/100[3W]-P-4.5"-TFE | STRAP-ON 100 OHM 3WIRE RTD REMOTE 4.5IN TEFLON LEADS |  | https://bapisensors.sharepoint.com/sites/BAPIMediaLibrary/Shared%20Documents/Product%20Images/Remote_Probe_300pix.png | https://bapisensors.sharepoint.com/sites/BAPIMediaLibrary/Shared%20Documents/Datasheets/Replacement_Probes_NoPrice-v17.pdf | https://bapisensors.sharepoint.com/sites/BAPIMediaLibrary/Shared%20Documents/Instructions/20912_ins_Repl_Probe_Passive.pdf
BA/1003WRPP6BB | BA/100[3W]-RPP-6"-BB | STRAP-ON 100 OHM 3WIRE RTD REMOTE 6IN LEADS B BOX |  | https://bapisensors.sharepoint.com/sites/BAPIMediaLibrary/Shared%20Documents/Product%20Images/wam-remote-temp-bb-e1755178936765.png | https://bapisensors.sharepoint.com/sites/BAPIMediaLibrary/Shared%20Documents/Datasheets/Remote_Sensors_Probes_NoPrice-v17.pdf | https://bapisensors.sharepoint.com/sites/BAPIMediaLibrary/Shared%20Documents/Instructions/20910_ins_Remote_Sensor_Passive.pdf
BA/1003WP410 | BA/100[3W]-P-4"-10' | STRAP-ON 100 OHM 3WIRE RTD REMOTE PROBE 10FT LEADS |  | https://bapisensors.sharepoint.com/sites/BAPIMediaLibrary/Shared%20Documents/Product%20Images/Remote_Probe_300pix.png | https://bapisensors.sharepoint.com/sites/BAPIMediaLibrary/Shared%20Documents/Datasheets/Replacement_Probes_NoPrice-v17.pdf | https://bapisensors.sharepoint.com/sites/BAPIMediaLibrary/Shared%20Documents/Instructions/20912_ins_Repl_Probe_Passive.pdf
BA/1003WPP18 | BA/100[3W]-PP-18" | STRAP-ON 100 OHM 3WIRE RTD REMOTE PROBE 18IN LEADS |  | https://bapisensors.sharepoint.com/sites/BAPIMediaLibrary/Shared%20Documents/Product%20Images/Remote_Sensor_Only.png | https://bapisensors.sharepoint.com/sites/BAPIMediaLibrary/Shared%20Documents/Datasheets/Remote_Sensors_Probes_NoPrice-v17.pdf | https://bapisensors.sharepoint.com/sites/BAPIMediaLibrary/Shared%20Documents/Instructions/20910_ins_Remote_Sensor_Passive.pdf
BA/1003WRPP18 | BA/100[3W]-RPP-18" | STRAP-ON 100 OHM 3WIRE RTD REMOTE PROBE 18IN LEADS |  | https://bapisensors.sharepoint.com/sites/BAPIMediaLibrary/Shared%20Documents/Product%20Images/Remote_Probe_300pix.png | https://bapisensors.sharepoint.com/sites/BAPIMediaLibrary/Shared%20Documents/Datasheets/Remote_Sensors_Probes_NoPrice-v17.pdf | https://bapisensors.sharepoint.com/sites/BAPIMediaLibrary/Shared%20Documents/Instructions/20910_ins_Remote_Sensor_Passive.pdf
BA/1003WRPFEP5 | BA/100[3W]-RPFEP-5' | STRAP-ON 100 OHM 3WIRE RTD REMOTE PROBE 5FT LEADS |  | https://bapisensors.sharepoint.com/sites/BAPIMediaLibrary/Shared%20Documents/Product%20Images/Remote_Probe_300pix.png | https://bapisensors.sharepoint.com/sites/BAPIMediaLibrary/Shared%20Documents/Datasheets/Remote_Sensors_Probes_NoPrice-v17.pdf | https://bapisensors.sharepoint.com/sites/BAPIMediaLibrary/Shared%20Documents/Instructions/20910_ins_Remote_Sensor_Passive.pdf
BA/100-S-BB | BA/100-S-BB | STRAP-ON 100 OHM RTD CLAMP ON BAPI BOX |  | https://bapisensors.sharepoint.com/sites/BAPIMediaLibrary/Shared%20Documents/Product%20Images/ClampOn_BB.png | https://bapisensors.sharepoint.com/sites/BAPIMediaLibrary/Shared%20Documents/Datasheets/StrapUnits_temp_NoPrice-v17.pdf | https://bapisensors.sharepoint.com/sites/BAPIMediaLibrary/Shared%20Documents/Instructions/20911_ins_Strap_On_Passive.pdf
BA/100-S-BB2 | BA/100-S-BB2 | STRAP-ON 100 OHM RTD CLAMP ON BAPI BOX 2 |  | https://bapisensors.sharepoint.com/sites/BAPIMediaLibrary/Shared%20Documents/Product%20Images/Clamp_BB2_300pix.png | https://bapisensors.sharepoint.com/sites/BAPIMediaLibrary/Shared%20Documents/Datasheets/StrapUnits_temp_NoPrice-v17.pdf | https://bapisensors.sharepoint.com/sites/BAPIMediaLibrary/Shared%20Documents/Instructions/20911_ins_Strap_On_Passive.pdf
BA/100-S-BB4 | BA/100-S-BB4 | STRAP-ON 100 OHM RTD CLAMP ON BAPI BOX 4 |  | https://bapisensors.sharepoint.com/sites/BAPIMediaLibrary/Shared%20Documents/Product%20Images/Clamp_BB4.png | https://bapisensors.sharepoint.com/sites/BAPIMediaLibrary/Shared%20Documents/Datasheets/StrapUnits_temp_NoPrice-v17.pdf | https://bapisensors.sharepoint.com/sites/BAPIMediaLibrary/Shared%20Documents/Instructions/20911_ins_Strap_On_Passive.pdf
BA/100STPJB | BA/100-STP-JB | STRAP-ON 100 OHM RTD CLAMP ON HANDI BOX |  | https://bapisensors.sharepoint.com/sites/BAPIMediaLibrary/Shared%20Documents/Product%20Images/Strap_JB_300pix.png | https://bapisensors.sharepoint.com/sites/BAPIMediaLibrary/Shared%20Documents/Datasheets/StrapUnits_temp_NoPrice-v17.pdf | https://bapisensors.sharepoint.com/sites/BAPIMediaLibrary/Shared%20Documents/Instructions/20911_ins_Strap_On_Passive.pdf
BA/100-S-JB | BA/100-S-JB | STRAP-ON 100 OHM RTD CLAMP ON HANDIBOX |  | https://bapisensors.sharepoint.com/sites/BAPIMediaLibrary/Shared%20Documents/Product%20Images/Clamp_JBox_300pix.png | https://bapisensors.sharepoint.com/sites/BAPIMediaLibrary/Shared%20Documents/Datasheets/StrapUnits_temp_NoPrice-v17.pdf | https://bapisensors.sharepoint.com/sites/BAPIMediaLibrary/Shared%20Documents/Instructions/20911_ins_Strap_On_Passive.pdf
BA/100-STP-BB2 | BA/100-STP-BB2 | STRAP-ON 100 OHM RTD SPRING BAPI BOX 2 |  | https://bapisensors.sharepoint.com/sites/BAPIMediaLibrary/Shared%20Documents/Product%20Images/SpringLoaded_BB2.png | https://bapisensors.sharepoint.com/sites/BAPIMediaLibrary/Shared%20Documents/Datasheets/StrapUnits_temp_NoPrice-v17.pdf | https://bapisensors.sharepoint.com/sites/BAPIMediaLibrary/Shared%20Documents/Instructions/20911_ins_Strap_On_Passive.pdf
BA/100RPFEP10 | BA/100-RPFEP-10' | STRAP-ON 100 RTD REMOTE PROBE 10FT LEADS |  | https://bapisensors.sharepoint.com/sites/BAPIMediaLibrary/Shared%20Documents/Product%20Images/Remote_Probe_300pix.png | https://bapisensors.sharepoint.com/sites/BAPIMediaLibrary/Shared%20Documents/Datasheets/Remote_Sensors_Probes_NoPrice-v17.pdf | https://bapisensors.sharepoint.com/sites/BAPIMediaLibrary/Shared%20Documents/Instructions/20910_ins_Remote_Sensor_Passive.pdf
BA/100RPP10 | BA/100-RPP-10' | STRAP-ON 100 RTD REMOTE PROBE 10FT LEADS |  | https://bapisensors.sharepoint.com/sites/BAPIMediaLibrary/Shared%20Documents/Product%20Images/Remote_Probe_300pix.png | https://bapisensors.sharepoint.com/sites/BAPIMediaLibrary/Shared%20Documents/Datasheets/Remote_Sensors_Probes_NoPrice-v17.pdf | https://bapisensors.sharepoint.com/sites/BAPIMediaLibrary/Shared%20Documents/Instructions/20910_ins_Remote_Sensor_Passive.pdf
BA/100RPFEP10WP | BA/100-RPFEP-10'-WP | STRAP-ON 100 RTD REMOTE PROBE 10FT LEADS WTHRPRF BOX |  | https://bapisensors.sharepoint.com/sites/BAPIMediaLibrary/Shared%20Documents/Product%20Images/Remote_Probe_WP_300pix.png | https://bapisensors.sharepoint.com/sites/BAPIMediaLibrary/Shared%20Documents/Datasheets/Remote_Sensors_Probes_NoPrice-v17.pdf | https://bapisensors.sharepoint.com/sites/BAPIMediaLibrary/Shared%20Documents/Instructions/20910_ins_Remote_Sensor_Passive.pdf
BA/100P12.25TFE | BA/100-P-12.25"-TFE | STRAP-ON 100 RTD REMOTE PROBE 12.25IN TEFLON LEADS |  | https://bapisensors.sharepoint.com/sites/BAPIMediaLibrary/Shared%20Documents/Product%20Images/Remote_Probe_300pix.png | https://bapisensors.sharepoint.com/sites/BAPIMediaLibrary/Shared%20Documents/Datasheets/Replacement_Probes_NoPrice-v17.pdf | https://bapisensors.sharepoint.com/sites/BAPIMediaLibrary/Shared%20Documents/Instructions/20912_ins_Repl_Probe_Passive.pdf
BA/100RPFEP15 | BA/100-RPFEP-15' | STRAP-ON 100 RTD REMOTE PROBE 15FT LEADS |  | https://bapisensors.sharepoint.com/sites/BAPIMediaLibrary/Shared%20Documents/Product%20Images/Remote_Probe_300pix.png | https://bapisensors.sharepoint.com/sites/BAPIMediaLibrary/Shared%20Documents/Datasheets/Remote_Sensors_Probes_NoPrice-v17.pdf | https://bapisensors.sharepoint.com/sites/BAPIMediaLibrary/Shared%20Documents/Instructions/20910_ins_Remote_Sensor_Passive.pdf
BA/100RPFEP215 | BA/100-RPFEP2-15' | STRAP-ON 100 RTD REMOTE PROBE 15FT LEADS |  | https://bapisensors.sharepoint.com/sites/BAPIMediaLibrary/Shared%20Documents/Product%20Images/Remote_Probe_300pix.png | https://bapisensors.sharepoint.com/sites/BAPIMediaLibrary/Shared%20Documents/Datasheets/Remote_Sensors_Probes_NoPrice-v17.pdf | https://bapisensors.sharepoint.com/sites/BAPIMediaLibrary/Shared%20Documents/Instructions/20910_ins_Remote_Sensor_Passive.pdf
BA/100RPP15 | BA/100-RPP-15' | STRAP-ON 100 RTD REMOTE PROBE 15FT LEADS |  | https://bapisensors.sharepoint.com/sites/BAPIMediaLibrary/Shared%20Documents/Product%20Images/Remote_Probe_300pix.png | https://bapisensors.sharepoint.com/sites/BAPIMediaLibrary/Shared%20Documents/Datasheets/Remote_Sensors_Probes_NoPrice-v17.pdf | https://bapisensors.sharepoint.com/sites/BAPIMediaLibrary/Shared%20Documents/Instructions/20910_ins_Remote_Sensor_Passive.pdf
BA/100PP18 | BA/100-PP-18" | STRAP-ON 100 RTD REMOTE PROBE 18IN LEADS |  | https://bapisensors.sharepoint.com/sites/BAPIMediaLibrary/Shared%20Documents/Product%20Images/Remote_Sensor_Only.png | https://bapisensors.sharepoint.com/sites/BAPIMediaLibrary/Shared%20Documents/Datasheets/Remote_Sensors_Probes_NoPrice-v17.pdf | https://bapisensors.sharepoint.com/sites/BAPIMediaLibrary/Shared%20Documents/Instructions/20910_ins_Remote_Sensor_Passive.pdf
BA/100RPFEP18 | BA/100-RPFEP-18" | STRAP-ON 100 RTD REMOTE PROBE 18IN LEADS |  | https://bapisensors.sharepoint.com/sites/BAPIMediaLibrary/Shared%20Documents/Product%20Images/Remote_Probe_300pix.png | https://bapisensors.sharepoint.com/sites/BAPIMediaLibrary/Shared%20Documents/Datasheets/Remote_Sensors_Probes_NoPrice-v17.pdf | https://bapisensors.sharepoint.com/sites/BAPIMediaLibrary/Shared%20Documents/Instructions/20910_ins_Remote_Sensor_Passive.pdf
BA/100RPP18 | BA/100-RPP-18" | STRAP-ON 100 RTD REMOTE PROBE 18IN LEADS |  | https://bapisensors.sharepoint.com/sites/BAPIMediaLibrary/Shared%20Documents/Product%20Images/Remote_Probe_300pix.png | https://bapisensors.sharepoint.com/sites/BAPIMediaLibrary/Shared%20Documents/Datasheets/Remote_Sensors_Probes_NoPrice-v17.pdf | https://bapisensors.sharepoint.com/sites/BAPIMediaLibrary/Shared%20Documents/Instructions/20910_ins_Remote_Sensor_Passive.pdf
BA/100RPFEP20 | BA/100-RPFEP-20' | STRAP-ON 100 RTD REMOTE PROBE 20FT LEADS |  | https://bapisensors.sharepoint.com/sites/BAPIMediaLibrary/Shared%20Documents/Product%20Images/Remote_Probe_300pix.png | https://bapisensors.sharepoint.com/sites/BAPIMediaLibrary/Shared%20Documents/Datasheets/Remote_Sensors_Probes_NoPrice-v17.pdf | https://bapisensors.sharepoint.com/sites/BAPIMediaLibrary/Shared%20Documents/Instructions/20910_ins_Remote_Sensor_Passive.pdf
BA/100RPP20 | BA/100-RPP-20' | STRAP-ON 100 RTD REMOTE PROBE 20FT LEADS |  | https://bapisensors.sharepoint.com/sites/BAPIMediaLibrary/Shared%20Documents/Product%20Images/Remote_Probe_300pix.png | https://bapisensors.sharepoint.com/sites/BAPIMediaLibrary/Shared%20Documents/Datasheets/Remote_Sensors_Probes_NoPrice-v17.pdf | https://bapisensors.sharepoint.com/sites/BAPIMediaLibrary/Shared%20Documents/Instructions/20910_ins_Remote_Sensor_Passive.pdf
BA/100PP24 | BA/100-PP-24" | STRAP-ON 100 RTD REMOTE PROBE 24IN LEADS |  | https://bapisensors.sharepoint.com/sites/BAPIMediaLibrary/Shared%20Documents/Product%20Images/Remote_Sensor_Only.png | https://bapisensors.sharepoint.com/sites/BAPIMediaLibrary/Shared%20Documents/Datasheets/Remote_Sensors_Probes_NoPrice-v17.pdf | https://bapisensors.sharepoint.com/sites/BAPIMediaLibrary/Shared%20Documents/Instructions/20910_ins_Remote_Sensor_Passive.pdf
BA/100RPFEP25 | BA/100-RPFEP-25' | STRAP-ON 100 RTD REMOTE PROBE 25FT LEADS |  | https://bapisensors.sharepoint.com/sites/BAPIMediaLibrary/Shared%20Documents/Product%20Images/Remote_Probe_300pix.png | https://bapisensors.sharepoint.com/sites/BAPIMediaLibrary/Shared%20Documents/Datasheets/Remote_Sensors_Probes_NoPrice-v17.pdf | https://bapisensors.sharepoint.com/sites/BAPIMediaLibrary/Shared%20Documents/Instructions/20910_ins_Remote_Sensor_Passive.pdf
BA/100RPP25 | BA/100-RPP-25' | STRAP-ON 100 RTD REMOTE PROBE 25FT LEADS |  | https://bapisensors.sharepoint.com/sites/BAPIMediaLibrary/Shared%20Documents/Product%20Images/Remote_Probe_300pix.png | https://bapisensors.sharepoint.com/sites/BAPIMediaLibrary/Shared%20Documents/Datasheets/Remote_Sensors_Probes_NoPrice-v17.pdf | https://bapisensors.sharepoint.com/sites/BAPIMediaLibrary/Shared%20Documents/Instructions/20910_ins_Remote_Sensor_Passive.pdf
BA/100RPFEP30 | BA/100-RPFEP-30' | STRAP-ON 100 RTD REMOTE PROBE 30FT LEADS |  | https://bapisensors.sharepoint.com/sites/BAPIMediaLibrary/Shared%20Documents/Product%20Images/Remote_Probe_300pix.png | https://bapisensors.sharepoint.com/sites/BAPIMediaLibrary/Shared%20Documents/Datasheets/Remote_Sensors_Probes_NoPrice-v17.pdf | https://bapisensors.sharepoint.com/sites/BAPIMediaLibrary/Shared%20Documents/Instructions/20910_ins_Remote_Sensor_Passive.pdf
BA/100P4.5TFE | BA/100-P-4.5"-TFE | STRAP-ON 100 RTD REMOTE PROBE 4.5IN TEFLON LEADS |  | https://bapisensors.sharepoint.com/sites/BAPIMediaLibrary/Shared%20Documents/Product%20Images/Remote_Probe_300pix.png | https://bapisensors.sharepoint.com/sites/BAPIMediaLibrary/Shared%20Documents/Datasheets/Replacement_Probes_NoPrice-v17.pdf | https://bapisensors.sharepoint.com/sites/BAPIMediaLibrary/Shared%20Documents/Instructions/20912_ins_Repl_Probe_Passive.pdf
BA/100RPFEP40 | BA/100-RPFEP-40' | STRAP-ON 100 RTD REMOTE PROBE 40FT LEADS |  | https://bapisensors.sharepoint.com/sites/BAPIMediaLibrary/Shared%20Documents/Product%20Images/Remote_Probe_300pix.png | https://bapisensors.sharepoint.com/sites/BAPIMediaLibrary/Shared%20Documents/Datasheets/Remote_Sensors_Probes_NoPrice-v17.pdf | https://bapisensors.sharepoint.com/sites/BAPIMediaLibrary/Shared%20Documents/Instructions/20910_ins_Remote_Sensor_Passive.pdf
BA/100RPFEP50 | BA/100-RPFEP-50' | STRAP-ON 100 RTD REMOTE PROBE 50FT LEADS |  | https://bapisensors.sharepoint.com/sites/BAPIMediaLibrary/Shared%20Documents/Product%20Images/Remote_Probe_300pix.png | https://bapisensors.sharepoint.com/sites/BAPIMediaLibrary/Shared%20Documents/Datasheets/Remote_Sensors_Probes_NoPrice-v17.pdf | https://bapisensors.sharepoint.com/sites/BAPIMediaLibrary/Shared%20Documents/Instructions/20910_ins_Remote_Sensor_Passive.pdf
BA/100RPFEP5 | BA/100-RPFEP-5' | STRAP-ON 100 RTD REMOTE PROBE 5FT LEADS |  | https://bapisensors.sharepoint.com/sites/BAPIMediaLibrary/Shared%20Documents/Product%20Images/Remote_Probe_300pix.png | https://bapisensors.sharepoint.com/sites/BAPIMediaLibrary/Shared%20Documents/Datasheets/Remote_Sensors_Probes_NoPrice-v17.pdf | https://bapisensors.sharepoint.com/sites/BAPIMediaLibrary/Shared%20Documents/Instructions/20910_ins_Remote_Sensor_Passive.pdf
BA/100RPP5 | BA/100-RPP-5' | STRAP-ON 100 RTD REMOTE PROBE 5FT LEADS |  | https://bapisensors.sharepoint.com/sites/BAPIMediaLibrary/Shared%20Documents/Product%20Images/Remote_Probe_300pix.png | https://bapisensors.sharepoint.com/sites/BAPIMediaLibrary/Shared%20Documents/Datasheets/Remote_Sensors_Probes_NoPrice-v17.pdf | https://bapisensors.sharepoint.com/sites/BAPIMediaLibrary/Shared%20Documents/Instructions/20910_ins_Remote_Sensor_Passive.pdf
BA/100RPFEP5BB | BA/100-RPFEP-5'-BB | STRAP-ON 100 RTD REMOTE PROBE 5FT LEADS BAPI BOX |  | https://bapisensors.sharepoint.com/sites/BAPIMediaLibrary/Shared%20Documents/Product%20Images/Remote_Probe_300pix.png | https://bapisensors.sharepoint.com/sites/BAPIMediaLibrary/Shared%20Documents/Datasheets/Remote_Sensors_Probes_NoPrice-v17.pdf | https://bapisensors.sharepoint.com/sites/BAPIMediaLibrary/Shared%20Documents/Instructions/20910_ins_Remote_Sensor_Passive.pdf
BA/100PP6 | BA/100-PP-6" | STRAP-ON 100 RTD REMOTE PROBE 6IN LEADS |  | https://bapisensors.sharepoint.com/sites/BAPIMediaLibrary/Shared%20Documents/Product%20Images/Remote_Sensor_Only.png | https://bapisensors.sharepoint.com/sites/BAPIMediaLibrary/Shared%20Documents/Datasheets/Remote_Sensors_Probes_NoPrice-v17.pdf | https://bapisensors.sharepoint.com/sites/BAPIMediaLibrary/Shared%20Documents/Instructions/20910_ins_Remote_Sensor_Passive.pdf
BA/100P8.25TFE | BA/100-P-8.25"-TFE | STRAP-ON 100 RTD REMOTE PROBE 8.25IN TEFLON LEADS |  | https://bapisensors.sharepoint.com/sites/BAPIMediaLibrary/Shared%20Documents/Product%20Images/Remote_Probe_300pix.png | https://bapisensors.sharepoint.com/sites/BAPIMediaLibrary/Shared%20Documents/Datasheets/Replacement_Probes_NoPrice-v17.pdf | https://bapisensors.sharepoint.com/sites/BAPIMediaLibrary/Shared%20Documents/Instructions/20912_ins_Repl_Probe_Passive.pdf
BA/100P9.5TFE | BA/100-P-9.5"-TFE | STRAP-ON 100 RTD REMOTE PROBE 9.5IN TEFLON LEADS |  | https://bapisensors.sharepoint.com/sites/BAPIMediaLibrary/Shared%20Documents/Product%20Images/Remote_Probe_300pix.png | https://bapisensors.sharepoint.com/sites/BAPIMediaLibrary/Shared%20Documents/Datasheets/Replacement_Probes_NoPrice-v17.pdf | https://bapisensors.sharepoint.com/sites/BAPIMediaLibrary/Shared%20Documents/Instructions/20912_ins_Repl_Probe_Passive.pdf
BA/1K375-S-BB | BA/1K375-S-BB | STRAP-ON 1000 OHM 375 RTD CLAMP ON BAPI BOX |  | https://bapisensors.sharepoint.com/sites/BAPIMediaLibrary/Shared%20Documents/Product%20Images/ClampOn_BB.png | https://bapisensors.sharepoint.com/sites/BAPIMediaLibrary/Shared%20Documents/Datasheets/StrapUnits_temp_NoPrice-v17.pdf | https://bapisensors.sharepoint.com/sites/BAPIMediaLibrary/Shared%20Documents/Instructions/20911_ins_Strap_On_Passive.pdf
BA/1K375-S-BB2 | BA/1K375-S-BB2 | STRAP-ON 1000 OHM 375 RTD CLAMP ON BAPI BOX 2 |  | https://bapisensors.sharepoint.com/sites/BAPIMediaLibrary/Shared%20Documents/Product%20Images/Clamp_BB2_300pix.png | https://bapisensors.sharepoint.com/sites/BAPIMediaLibrary/Shared%20Documents/Datasheets/StrapUnits_temp_NoPrice-v17.pdf | https://bapisensors.sharepoint.com/sites/BAPIMediaLibrary/Shared%20Documents/Instructions/20911_ins_Strap_On_Passive.pdf
BA/1K375-S-BB4 | BA/1K375-S-BB4 | STRAP-ON 1000 OHM 375 RTD CLAMP ON BAPI BOX 4 |  | https://bapisensors.sharepoint.com/sites/BAPIMediaLibrary/Shared%20Documents/Product%20Images/Clamp_BB4.png | https://bapisensors.sharepoint.com/sites/BAPIMediaLibrary/Shared%20Documents/Datasheets/StrapUnits_temp_NoPrice-v17.pdf | https://bapisensors.sharepoint.com/sites/BAPIMediaLibrary/Shared%20Documents/Instructions/20911_ins_Strap_On_Passive.pdf
BA/1K375-S-JB | BA/1K375-S-JB | STRAP-ON 1000 OHM 375 RTD CLAMP ON HANDIBOX |  | https://bapisensors.sharepoint.com/sites/BAPIMediaLibrary/Shared%20Documents/Product%20Images/Clamp_JBox_300pix.png | https://bapisensors.sharepoint.com/sites/BAPIMediaLibrary/Shared%20Documents/Datasheets/StrapUnits_temp_NoPrice-v17.pdf | https://bapisensors.sharepoint.com/sites/BAPIMediaLibrary/Shared%20Documents/Instructions/20911_ins_Strap_On_Passive.pdf
BA/1K375STPBB2 | BA/1K[375]-STP-BB2 | STRAP-ON 1000 OHM 375 RTD SPRING BAPI BOX 2 |  | https://bapisensors.sharepoint.com/sites/BAPIMediaLibrary/Shared%20Documents/Product%20Images/SpringLoaded_BB2.png | https://bapisensors.sharepoint.com/sites/BAPIMediaLibrary/Shared%20Documents/Datasheets/StrapUnits_temp_NoPrice-v17.pdf | https://bapisensors.sharepoint.com/sites/BAPIMediaLibrary/Shared%20Documents/Instructions/20911_ins_Strap_On_Passive.pdf
BA/1K375-STP-JB | BA/1K375-STP-JB | STRAP-ON 1000 OHM 375 RTD SPRING HANDIBOX |  | https://bapisensors.sharepoint.com/sites/BAPIMediaLibrary/Shared%20Documents/Product%20Images/Strap_JB_300pix.png | https://bapisensors.sharepoint.com/sites/BAPIMediaLibrary/Shared%20Documents/Datasheets/StrapUnits_temp_NoPrice-v17.pdf | https://bapisensors.sharepoint.com/sites/BAPIMediaLibrary/Shared%20Documents/Instructions/20911_ins_Strap_On_Passive.pdf
BA/1K-S-BB | BA/1K-S-BB | STRAP-ON 1000 OHM 385 RTD CLAMP ON BAPI BOX |  | https://bapisensors.sharepoint.com/sites/BAPIMediaLibrary/Shared%20Documents/Product%20Images/ClampOn_BB.png | https://bapisensors.sharepoint.com/sites/BAPIMediaLibrary/Shared%20Documents/Datasheets/StrapUnits_temp_NoPrice-v17.pdf | https://bapisensors.sharepoint.com/sites/BAPIMediaLibrary/Shared%20Documents/Instructions/20911_ins_Strap_On_Passive.pdf
BA/1K-S-BB2 | BA/1K-S-BB2 | STRAP-ON 1000 OHM 385 RTD CLAMP ON BAPI BOX 2 |  | https://bapisensors.sharepoint.com/sites/BAPIMediaLibrary/Shared%20Documents/Product%20Images/Clamp_BB2_300pix.png | https://bapisensors.sharepoint.com/sites/BAPIMediaLibrary/Shared%20Documents/Datasheets/StrapUnits_temp_NoPrice-v17.pdf | https://bapisensors.sharepoint.com/sites/BAPIMediaLibrary/Shared%20Documents/Instructions/20911_ins_Strap_On_Passive.pdf
BA/1KSBB2TS | BA/1K-S-BB2-TS | STRAP-ON 1000 OHM 385 RTD CLAMP ON BAPI BOX 2 TRML |  | https://bapisensors.sharepoint.com/sites/BAPIMediaLibrary/Shared%20Documents/Product%20Images/Clamp_BB2_300pix.png | https://bapisensors.sharepoint.com/sites/BAPIMediaLibrary/Shared%20Documents/Datasheets/StrapUnits_temp_NoPrice-v17.pdf | https://bapisensors.sharepoint.com/sites/BAPIMediaLibrary/Shared%20Documents/Instructions/20911_ins_Strap_On_Passive.pdf
BA/1K-S-BB4 | BA/1K-S-BB4 | STRAP-ON 1000 OHM 385 RTD CLAMP ON BAPI BOX 4 |  | https://bapisensors.sharepoint.com/sites/BAPIMediaLibrary/Shared%20Documents/Product%20Images/Clamp_BB4.png | https://bapisensors.sharepoint.com/sites/BAPIMediaLibrary/Shared%20Documents/Datasheets/StrapUnits_temp_NoPrice-v17.pdf | https://bapisensors.sharepoint.com/sites/BAPIMediaLibrary/Shared%20Documents/Instructions/20911_ins_Strap_On_Passive.pdf
BA/1K-S-JB | BA/1K-S-JB | STRAP-ON 1000 OHM 385 RTD CLAMP ON HANDIBOX |  | https://bapisensors.sharepoint.com/sites/BAPIMediaLibrary/Shared%20Documents/Product%20Images/Clamp_JBox_300pix.png | https://bapisensors.sharepoint.com/sites/BAPIMediaLibrary/Shared%20Documents/Datasheets/StrapUnits_temp_NoPrice-v17.pdf | https://bapisensors.sharepoint.com/sites/BAPIMediaLibrary/Shared%20Documents/Instructions/20911_ins_Strap_On_Passive.pdf
BA/1K-STP-BB2 | BA/1K-STP-BB2 | STRAP-ON 1000 OHM 385 RTD SPRING BAPI BOX 2 |  | https://bapisensors.sharepoint.com/sites/BAPIMediaLibrary/Shared%20Documents/Product%20Images/SpringLoaded_BB2.png | https://bapisensors.sharepoint.com/sites/BAPIMediaLibrary/Shared%20Documents/Datasheets/StrapUnits_temp_NoPrice-v17.pdf | https://bapisensors.sharepoint.com/sites/BAPIMediaLibrary/Shared%20Documents/Instructions/20911_ins_Strap_On_Passive.pdf
BA/1K-STP-BB4 | BA/1K-STP-BB4 | STRAP-ON 1000 OHM 385 RTD SPRING BAPI BOX 4 |  | https://bapisensors.sharepoint.com/sites/BAPIMediaLibrary/Shared%20Documents/Product%20Images/SpringLoaded_BB4.png | https://bapisensors.sharepoint.com/sites/BAPIMediaLibrary/Shared%20Documents/Datasheets/StrapUnits_temp_NoPrice-v17.pdf | https://bapisensors.sharepoint.com/sites/BAPIMediaLibrary/Shared%20Documents/Instructions/20911_ins_Strap_On_Passive.pdf
BA/1K-STP-JB | BA/1K-STP-JB | STRAP-ON 1000 OHM 385 RTD SPRING HANDIBOX |  | https://bapisensors.sharepoint.com/sites/BAPIMediaLibrary/Shared%20Documents/Product%20Images/Strap_JB_300pix.png | https://bapisensors.sharepoint.com/sites/BAPIMediaLibrary/Shared%20Documents/Datasheets/StrapUnits_temp_NoPrice-v17.pdf | https://bapisensors.sharepoint.com/sites/BAPIMediaLibrary/Shared%20Documents/Instructions/20911_ins_Strap_On_Passive.pdf
BA/1003WP4TFE | BA/100[3W]-P-4"-TFE | STRAP-ON 1003W-P-4.0-TF PROBE ONLY -PO |  | https://bapisensors.sharepoint.com/sites/BAPIMediaLibrary/Shared%20Documents/Product%20Images/Remote_Probe_300pix.png | https://bapisensors.sharepoint.com/sites/BAPIMediaLibrary/Shared%20Documents/Datasheets/Replacement_Probes_NoPrice-v17.pdf | https://bapisensors.sharepoint.com/sites/BAPIMediaLibrary/Shared%20Documents/Instructions/20912_ins_Repl_Probe_Passive.pdf
BA/100KSBB | BA/100K-S-BB | STRAP-ON 100K OHM THMS CLAMP ON BAPI BOX |  | https://bapisensors.sharepoint.com/sites/BAPIMediaLibrary/Shared%20Documents/Product%20Images/ClampOn_BB.png | https://bapisensors.sharepoint.com/sites/BAPIMediaLibrary/Shared%20Documents/Datasheets/StrapUnits_temp_NoPrice-v17.pdf | https://bapisensors.sharepoint.com/sites/BAPIMediaLibrary/Shared%20Documents/Instructions/20911_ins_Strap_On_Passive.pdf
BA/100KSBB2 | BA/100K-S-BB2 | STRAP-ON 100K OHM THMS CLAMP ON BAPI BOX 2 |  | https://bapisensors.sharepoint.com/sites/BAPIMediaLibrary/Shared%20Documents/Product%20Images/Clamp_BB2_300pix.png | https://bapisensors.sharepoint.com/sites/BAPIMediaLibrary/Shared%20Documents/Datasheets/StrapUnits_temp_NoPrice-v17.pdf | https://bapisensors.sharepoint.com/sites/BAPIMediaLibrary/Shared%20Documents/Instructions/20911_ins_Strap_On_Passive.pdf
BA/100KSTPJB | BA/100K-STP-JB | STRAP-ON 100K OHM THMS HANDI BOX |  | https://bapisensors.sharepoint.com/sites/BAPIMediaLibrary/Shared%20Documents/Product%20Images/Strap_JB_300pix.png | https://bapisensors.sharepoint.com/sites/BAPIMediaLibrary/Shared%20Documents/Datasheets/StrapUnits_temp_NoPrice-v17.pdf | https://bapisensors.sharepoint.com/sites/BAPIMediaLibrary/Shared%20Documents/Instructions/20911_ins_Strap_On_Passive.pdf
BA/100K-RPP-10 | BA/100K-RPP-10' | STRAP-ON 100K REMOTE PROBE 10FT LEADS |  | https://bapisensors.sharepoint.com/sites/BAPIMediaLibrary/Shared%20Documents/Product%20Images/Remote_Probe_300pix.png | https://bapisensors.sharepoint.com/sites/BAPIMediaLibrary/Shared%20Documents/Datasheets/Remote_Sensors_Probes_NoPrice-v17.pdf | https://bapisensors.sharepoint.com/sites/BAPIMediaLibrary/Shared%20Documents/Instructions/20910_ins_Remote_Sensor_Passive.pdf
BA/100K-RPP-15 | BA/100K-RPP-15' | STRAP-ON 100K REMOTE SENSOR 15FT LEADS |  | https://bapisensors.sharepoint.com/sites/BAPIMediaLibrary/Shared%20Documents/Product%20Images/Remote_Probe_300pix.png | https://bapisensors.sharepoint.com/sites/BAPIMediaLibrary/Shared%20Documents/Datasheets/Remote_Sensors_Probes_NoPrice-v17.pdf | https://bapisensors.sharepoint.com/sites/BAPIMediaLibrary/Shared%20Documents/Instructions/20910_ins_Remote_Sensor_Passive.pdf
BA/100K-RPP-18 | BA/100K-RPP-18" | STRAP-ON 100K REMOTE SENSOR 18IN LEADS |  | https://bapisensors.sharepoint.com/sites/BAPIMediaLibrary/Shared%20Documents/Product%20Images/Remote_Probe_300pix.png | https://bapisensors.sharepoint.com/sites/BAPIMediaLibrary/Shared%20Documents/Datasheets/Remote_Sensors_Probes_NoPrice-v17.pdf | https://bapisensors.sharepoint.com/sites/BAPIMediaLibrary/Shared%20Documents/Instructions/20910_ins_Remote_Sensor_Passive.pdf
BA/100K-RPP-20 | BA/100K-RPP-20' | STRAP-ON 100K REMOTE SENSOR 20FT LEADS |  | https://bapisensors.sharepoint.com/sites/BAPIMediaLibrary/Shared%20Documents/Product%20Images/Remote_Probe_300pix.png | https://bapisensors.sharepoint.com/sites/BAPIMediaLibrary/Shared%20Documents/Datasheets/Remote_Sensors_Probes_NoPrice-v17.pdf | https://bapisensors.sharepoint.com/sites/BAPIMediaLibrary/Shared%20Documents/Instructions/20910_ins_Remote_Sensor_Passive.pdf
BA/100K-RPP-5 | BA/100K-RPP-5' | STRAP-ON 100K REMOTE SENSOR 5FT LEADS |  | https://bapisensors.sharepoint.com/sites/BAPIMediaLibrary/Shared%20Documents/Product%20Images/Remote_Probe_300pix.png | https://bapisensors.sharepoint.com/sites/BAPIMediaLibrary/Shared%20Documents/Datasheets/Remote_Sensors_Probes_NoPrice-v17.pdf | https://bapisensors.sharepoint.com/sites/BAPIMediaLibrary/Shared%20Documents/Instructions/20910_ins_Remote_Sensor_Passive.pdf
BA/100K-RPP-6 | BA/100K-RPP-6" | STRAP-ON 100K REMOTE SENSOR 6IN LEADS |  | https://bapisensors.sharepoint.com/sites/BAPIMediaLibrary/Shared%20Documents/Product%20Images/Remote_Probe_300pix.png | https://bapisensors.sharepoint.com/sites/BAPIMediaLibrary/Shared%20Documents/Datasheets/Remote_Sensors_Probes_NoPrice-v17.pdf | https://bapisensors.sharepoint.com/sites/BAPIMediaLibrary/Shared%20Documents/Instructions/20910_ins_Remote_Sensor_Passive.pdf
BA/100KS | BA/100K-S-JB | STRAP-ON 100K THMS HANDI BOX |  | https://bapisensors.sharepoint.com/sites/BAPIMediaLibrary/Shared%20Documents/Product%20Images/Clamp_JBox_300pix.png | https://bapisensors.sharepoint.com/sites/BAPIMediaLibrary/Shared%20Documents/Datasheets/StrapUnits_temp_NoPrice-v17.pdf | https://bapisensors.sharepoint.com/sites/BAPIMediaLibrary/Shared%20Documents/Instructions/20911_ins_Strap_On_Passive.pdf
BA/100KPP10 | BA/100K-PP-10' | STRAP-ON 100K THMS REMOTE PROBE 10FT LEADS |  | https://bapisensors.sharepoint.com/sites/BAPIMediaLibrary/Shared%20Documents/Product%20Images/Remote_Sensor_Only.png | https://bapisensors.sharepoint.com/sites/BAPIMediaLibrary/Shared%20Documents/Datasheets/Remote_Sensors_Probes_NoPrice-v17.pdf | https://bapisensors.sharepoint.com/sites/BAPIMediaLibrary/Shared%20Documents/Instructions/20910_ins_Remote_Sensor_Passive.pdf
BA/100KRPFEP10 | BA/100K-RPFEP-10' | STRAP-ON 100K THMS REMOTE PROBE 10FT LEADS |  | https://bapisensors.sharepoint.com/sites/BAPIMediaLibrary/Shared%20Documents/Product%20Images/Remote_Probe_300pix.png | https://bapisensors.sharepoint.com/sites/BAPIMediaLibrary/Shared%20Documents/Datasheets/Remote_Sensors_Probes_NoPrice-v17.pdf | https://bapisensors.sharepoint.com/sites/BAPIMediaLibrary/Shared%20Documents/Instructions/20910_ins_Remote_Sensor_Passive.pdf
BA/100KRPFEP15 | BA/100K-RPFEP-15' | STRAP-ON 100K THMS REMOTE PROBE 15FT LEADS |  | https://bapisensors.sharepoint.com/sites/BAPIMediaLibrary/Shared%20Documents/Product%20Images/Remote_Probe_300pix.png | https://bapisensors.sharepoint.com/sites/BAPIMediaLibrary/Shared%20Documents/Datasheets/Remote_Sensors_Probes_NoPrice-v17.pdf | https://bapisensors.sharepoint.com/sites/BAPIMediaLibrary/Shared%20Documents/Instructions/20910_ins_Remote_Sensor_Passive.pdf
BA/100KRPFEP18 | BA/100K-RPFEP-18" | STRAP-ON 100K THMS REMOTE PROBE 18IN LEADS |  | https://bapisensors.sharepoint.com/sites/BAPIMediaLibrary/Shared%20Documents/Product%20Images/Remote_Probe_300pix.png | https://bapisensors.sharepoint.com/sites/BAPIMediaLibrary/Shared%20Documents/Datasheets/Remote_Sensors_Probes_NoPrice-v17.pdf | https://bapisensors.sharepoint.com/sites/BAPIMediaLibrary/Shared%20Documents/Instructions/20910_ins_Remote_Sensor_Passive.pdf
BA/100KRPFEP218 | BA/100K-RPFEP2-18" | STRAP-ON 100K THMS REMOTE PROBE 18IN LEADS |  | https://bapisensors.sharepoint.com/sites/BAPIMediaLibrary/Shared%20Documents/Product%20Images/Remote_Probe_300pix.png | https://bapisensors.sharepoint.com/sites/BAPIMediaLibrary/Shared%20Documents/Datasheets/Remote_Sensors_Probes_NoPrice-v17.pdf | https://bapisensors.sharepoint.com/sites/BAPIMediaLibrary/Shared%20Documents/Instructions/20910_ins_Remote_Sensor_Passive.pdf
BA/100KRPP18BB | BA/100K-RPP-18"-BB | STRAP-ON 100K THMS REMOTE PROBE 18IN LEADS BAPI BOX |  | https://bapisensors.sharepoint.com/sites/BAPIMediaLibrary/Shared%20Documents/Product%20Images/Remote_Sensor_Only.png | https://bapisensors.sharepoint.com/sites/BAPIMediaLibrary/Shared%20Documents/Datasheets/Remote_Sensors_Probes_NoPrice-v17.pdf | https://bapisensors.sharepoint.com/sites/BAPIMediaLibrary/Shared%20Documents/Instructions/20910_ins_Remote_Sensor_Passive.pdf
BA/100KRPFEP20 | BA/100K-RPFEP-20' | STRAP-ON 100K THMS REMOTE PROBE 20FT LEADS |  | https://bapisensors.sharepoint.com/sites/BAPIMediaLibrary/Shared%20Documents/Product%20Images/Remote_Probe_300pix.png | https://bapisensors.sharepoint.com/sites/BAPIMediaLibrary/Shared%20Documents/Datasheets/Remote_Sensors_Probes_NoPrice-v17.pdf | https://bapisensors.sharepoint.com/sites/BAPIMediaLibrary/Shared%20Documents/Instructions/20910_ins_Remote_Sensor_Passive.pdf
BA/100KRPFEP220 | BA/100K-RPFEP2-20' | STRAP-ON 100K THMS REMOTE PROBE 20FT LEADS |  | https://bapisensors.sharepoint.com/sites/BAPIMediaLibrary/Shared%20Documents/Product%20Images/Remote_Probe_300pix.png | https://bapisensors.sharepoint.com/sites/BAPIMediaLibrary/Shared%20Documents/Datasheets/Remote_Sensors_Probes_NoPrice-v17.pdf | https://bapisensors.sharepoint.com/sites/BAPIMediaLibrary/Shared%20Documents/Instructions/20910_ins_Remote_Sensor_Passive.pdf
BA/100KRPFEP225 | BA/100K-RPFEP2-25' | STRAP-ON 100K THMS REMOTE PROBE 25FT LEADS |  | https://bapisensors.sharepoint.com/sites/BAPIMediaLibrary/Shared%20Documents/Product%20Images/Remote_Probe_300pix.png | https://bapisensors.sharepoint.com/sites/BAPIMediaLibrary/Shared%20Documents/Datasheets/Remote_Sensors_Probes_NoPrice-v17.pdf | https://bapisensors.sharepoint.com/sites/BAPIMediaLibrary/Shared%20Documents/Instructions/20910_ins_Remote_Sensor_Passive.pdf
BA/100KRPFEP25 | BA/100K-RPFEP-25' | STRAP-ON 100K THMS REMOTE PROBE 25FT LEADS |  | https://bapisensors.sharepoint.com/sites/BAPIMediaLibrary/Shared%20Documents/Product%20Images/Remote_Probe_300pix.png | https://bapisensors.sharepoint.com/sites/BAPIMediaLibrary/Shared%20Documents/Datasheets/Remote_Sensors_Probes_NoPrice-v17.pdf | https://bapisensors.sharepoint.com/sites/BAPIMediaLibrary/Shared%20Documents/Instructions/20910_ins_Remote_Sensor_Passive.pdf
BA/100KRPP25 | BA/100K-RPP-25' | STRAP-ON 100K THMS REMOTE PROBE 25FT LEADS |  | https://bapisensors.sharepoint.com/sites/BAPIMediaLibrary/Shared%20Documents/Product%20Images/Remote_Probe_300pix.png | https://bapisensors.sharepoint.com/sites/BAPIMediaLibrary/Shared%20Documents/Datasheets/Remote_Sensors_Probes_NoPrice-v17.pdf | https://bapisensors.sharepoint.com/sites/BAPIMediaLibrary/Shared%20Documents/Instructions/20910_ins_Remote_Sensor_Passive.pdf
BA/100KRPFEP230 | BA/100K-RPFEP2-30' | STRAP-ON 100K THMS REMOTE PROBE 30FT LEADS |  | https://bapisensors.sharepoint.com/sites/BAPIMediaLibrary/Shared%20Documents/Product%20Images/Remote_Probe_300pix.png | https://bapisensors.sharepoint.com/sites/BAPIMediaLibrary/Shared%20Documents/Datasheets/Remote_Sensors_Probes_NoPrice-v17.pdf | https://bapisensors.sharepoint.com/sites/BAPIMediaLibrary/Shared%20Documents/Instructions/20910_ins_Remote_Sensor_Passive.pdf
BA/100KRPFEP235 | BA/100K-RPFEP2-35' | STRAP-ON 100K THMS REMOTE PROBE 35FT LEADS |  | https://bapisensors.sharepoint.com/sites/BAPIMediaLibrary/Shared%20Documents/Product%20Images/Remote_Probe_300pix.png | https://bapisensors.sharepoint.com/sites/BAPIMediaLibrary/Shared%20Documents/Datasheets/Remote_Sensors_Probes_NoPrice-v17.pdf | https://bapisensors.sharepoint.com/sites/BAPIMediaLibrary/Shared%20Documents/Instructions/20910_ins_Remote_Sensor_Passive.pdf
BA/100KRPFEP240 | BA/100K-RPFEP2-40' | STRAP-ON 100K THMS REMOTE PROBE 40FT LEADS |  | https://bapisensors.sharepoint.com/sites/BAPIMediaLibrary/Shared%20Documents/Product%20Images/Remote_Probe_300pix.png | https://bapisensors.sharepoint.com/sites/BAPIMediaLibrary/Shared%20Documents/Datasheets/Remote_Sensors_Probes_NoPrice-v17.pdf | https://bapisensors.sharepoint.com/sites/BAPIMediaLibrary/Shared%20Documents/Instructions/20910_ins_Remote_Sensor_Passive.pdf
BA/100KRPFEP5 | BA/100K-RPFEP-5' | STRAP-ON 100K THMS REMOTE PROBE 5FT LEADS |  | https://bapisensors.sharepoint.com/sites/BAPIMediaLibrary/Shared%20Documents/Product%20Images/Remote_Probe_300pix.png | https://bapisensors.sharepoint.com/sites/BAPIMediaLibrary/Shared%20Documents/Datasheets/Remote_Sensors_Probes_NoPrice-v17.pdf | https://bapisensors.sharepoint.com/sites/BAPIMediaLibrary/Shared%20Documents/Instructions/20910_ins_Remote_Sensor_Passive.pdf
BA/100KP6.5TFE | BA/100K-P-6.5"-TFE | STRAP-ON 100K THMS REMOTE PROBE 6.5IN TEFLON LEADS |  | https://bapisensors.sharepoint.com/sites/BAPIMediaLibrary/Shared%20Documents/Product%20Images/Remote_Probe_300pix.png | https://bapisensors.sharepoint.com/sites/BAPIMediaLibrary/Shared%20Documents/Datasheets/Replacement_Probes_NoPrice-v17.pdf | https://bapisensors.sharepoint.com/sites/BAPIMediaLibrary/Shared%20Documents/Instructions/20912_ins_Repl_Probe_Passive.pdf
BA/100KPP6 | BA/100K-PP-6" | STRAP-ON 100K THMS REMOTE PROBE 6IN LEADS |  | https://bapisensors.sharepoint.com/sites/BAPIMediaLibrary/Shared%20Documents/Product%20Images/Remote_Sensor_Only.png | https://bapisensors.sharepoint.com/sites/BAPIMediaLibrary/Shared%20Documents/Datasheets/Remote_Sensors_Probes_NoPrice-v17.pdf | https://bapisensors.sharepoint.com/sites/BAPIMediaLibrary/Shared%20Documents/Instructions/20910_ins_Remote_Sensor_Passive.pdf
BA/100KPP18 | BA/100K-PP-18" | STRAP-ON 100K THMS REMOTE SENSOR 18IN LEADS |  | https://bapisensors.sharepoint.com/sites/BAPIMediaLibrary/Shared%20Documents/Product%20Images/Remote_Sensor_Only.png | https://bapisensors.sharepoint.com/sites/BAPIMediaLibrary/Shared%20Documents/Datasheets/Remote_Sensors_Probes_NoPrice-v17.pdf | https://bapisensors.sharepoint.com/sites/BAPIMediaLibrary/Shared%20Documents/Instructions/20910_ins_Remote_Sensor_Passive.pdf
BA/100P6.5TFE | BA/100-P-6.5"-TFE | STRAP-ON 100-P-6.5-TF PROBE ONLY |  | https://bapisensors.sharepoint.com/sites/BAPIMediaLibrary/Shared%20Documents/Product%20Images/Remote_Probe_300pix.png | https://bapisensors.sharepoint.com/sites/BAPIMediaLibrary/Shared%20Documents/Datasheets/Replacement_Probes_NoPrice-v17.pdf | https://bapisensors.sharepoint.com/sites/BAPIMediaLibrary/Shared%20Documents/Instructions/20912_ins_Repl_Probe_Passive.pdf
BA/10K2P1.75PL5 | BA/10K-2-P-1.75"-PL-5' | STRAP-ON 10K THMS 2 REPLACMNT 1.75IN PROBE 5FT LEAD |  | https://bapisensors.sharepoint.com/sites/BAPIMediaLibrary/Shared%20Documents/Product%20Images/Remote_Probe_300pix.png | https://bapisensors.sharepoint.com/sites/BAPIMediaLibrary/Shared%20Documents/Datasheets/Replacement_Probes_NoPrice-v17.pdf | https://bapisensors.sharepoint.com/sites/BAPIMediaLibrary/Shared%20Documents/Instructions/20912_ins_Repl_Probe_Passive.pdf
BA/10K2P1.75PL | BA/10K-2-P-1.75"-PL | STRAP-ON 10K THMS 2 REPLACMNT 1.75IN PROBE 6IN LEAD |  | https://bapisensors.sharepoint.com/sites/BAPIMediaLibrary/Shared%20Documents/Product%20Images/Remote_Probe_300pix.png | https://bapisensors.sharepoint.com/sites/BAPIMediaLibrary/Shared%20Documents/Datasheets/Replacement_Probes_NoPrice-v17.pdf | https://bapisensors.sharepoint.com/sites/BAPIMediaLibrary/Shared%20Documents/Instructions/20912_ins_Repl_Probe_Passive.pdf
BA/10K2P1.75TFE | BA/10K-2-P-1.75"-TFE | STRAP-ON 10K THMS 2 REPLACMNT 1.75IN PROBE 6IN LEAD TF |  | https://bapisensors.sharepoint.com/sites/BAPIMediaLibrary/Shared%20Documents/Product%20Images/Remote_Probe_300pix.png | https://bapisensors.sharepoint.com/sites/BAPIMediaLibrary/Shared%20Documents/Datasheets/Replacement_Probes_NoPrice-v17.pdf | https://bapisensors.sharepoint.com/sites/BAPIMediaLibrary/Shared%20Documents/Instructions/20912_ins_Repl_Probe_Passive.pdf
BA/10K2P13TFE | BA/10K-2-P-13"-TFE | STRAP-ON 10K THMS 2 REPLACMNT 13IN PROBE 6IN LEAD TEF |  | https://bapisensors.sharepoint.com/sites/BAPIMediaLibrary/Shared%20Documents/Product%20Images/Remote_Probe_300pix.png | https://bapisensors.sharepoint.com/sites/BAPIMediaLibrary/Shared%20Documents/Datasheets/Replacement_Probes_NoPrice-v17.pdf | https://bapisensors.sharepoint.com/sites/BAPIMediaLibrary/Shared%20Documents/Instructions/20912_ins_Repl_Probe_Passive.pdf
BA/10K2P4.518 | BA/10K-2-P-4.5"-18' | STRAP-ON 10K THMS 2 REPLACMNT 4.5IN PROBE 18IN LEAD |  | https://bapisensors.sharepoint.com/sites/BAPIMediaLibrary/Shared%20Documents/Product%20Images/Remote_Probe_300pix.png | https://bapisensors.sharepoint.com/sites/BAPIMediaLibrary/Shared%20Documents/Datasheets/Replacement_Probes_NoPrice-v17.pdf | https://bapisensors.sharepoint.com/sites/BAPIMediaLibrary/Shared%20Documents/Instructions/20912_ins_Repl_Probe_Passive.pdf
BA/10K2P4.520 | BA/10K-2-P-4.5"-20' | STRAP-ON 10K THMS 2 REPLACMNT 4.5IN PROBE 20FT LEAD |  | https://bapisensors.sharepoint.com/sites/BAPIMediaLibrary/Shared%20Documents/Product%20Images/Remote_Probe_300pix.png | https://bapisensors.sharepoint.com/sites/BAPIMediaLibrary/Shared%20Documents/Datasheets/Replacement_Probes_NoPrice-v17.pdf | https://bapisensors.sharepoint.com/sites/BAPIMediaLibrary/Shared%20Documents/Instructions/20912_ins_Repl_Probe_Passive.pdf
BA/10K2P4.5PL5 | BA/10K-2-P-4.5"-PL-5' | STRAP-ON 10K THMS 2 REPLACMNT 4.5IN PROBE 5FT LEAD |  | https://bapisensors.sharepoint.com/sites/BAPIMediaLibrary/Shared%20Documents/Product%20Images/Remote_Probe_300pix.png | https://bapisensors.sharepoint.com/sites/BAPIMediaLibrary/Shared%20Documents/Datasheets/Replacement_Probes_NoPrice-v17.pdf | https://bapisensors.sharepoint.com/sites/BAPIMediaLibrary/Shared%20Documents/Instructions/20912_ins_Repl_Probe_Passive.pdf
BA/10K2P4.5TFE5 | BA/10K-2-P-4.5"-TFE-5' | STRAP-ON 10K THMS 2 REPLACMNT 4.5IN PROBE 5FT LEAD TF |  | https://bapisensors.sharepoint.com/sites/BAPIMediaLibrary/Shared%20Documents/Product%20Images/Remote_Probe_300pix.png | https://bapisensors.sharepoint.com/sites/BAPIMediaLibrary/Shared%20Documents/Datasheets/Replacement_Probes_NoPrice-v17.pdf | https://bapisensors.sharepoint.com/sites/BAPIMediaLibrary/Shared%20Documents/Instructions/20912_ins_Repl_Probe_Passive.pdf
BA/10K2P4.5PL | BA/10K-2-P-4.5"-PL | STRAP-ON 10K THMS 2 REPLACMNT 4.5IN PROBE 6IN LEAD |  | https://bapisensors.sharepoint.com/sites/BAPIMediaLibrary/Shared%20Documents/Product%20Images/Remote_Probe_300pix.png | https://bapisensors.sharepoint.com/sites/BAPIMediaLibrary/Shared%20Documents/Datasheets/Replacement_Probes_NoPrice-v17.pdf | https://bapisensors.sharepoint.com/sites/BAPIMediaLibrary/Shared%20Documents/Instructions/20912_ins_Repl_Probe_Passive.pdf
BA/10K2P410TFE | BA/10K-2-P-4"-10'-TFE | STRAP-ON 10K THMS 2 REPLACMNT 4IN PRB 10FT LEAD TF |  | https://bapisensors.sharepoint.com/sites/BAPIMediaLibrary/Shared%20Documents/Product%20Images/Remote_Probe_300pix.png | https://bapisensors.sharepoint.com/sites/BAPIMediaLibrary/Shared%20Documents/Datasheets/Replacement_Probes_NoPrice-v17.pdf | https://bapisensors.sharepoint.com/sites/BAPIMediaLibrary/Shared%20Documents/Instructions/20912_ins_Repl_Probe_Passive.pdf
BA/10K2P4PL15WP | BA/10K-2-P-4"-PL-15'-WP | STRAP-ON 10K THMS 2 REPLACMNT 4IN PRB 15FT LEAD AL BX |  | https://bapisensors.sharepoint.com/sites/BAPIMediaLibrary/Shared%20Documents/Product%20Images/Remote_Probe_WP_300pix.png | https://bapisensors.sharepoint.com/sites/BAPIMediaLibrary/Shared%20Documents/Datasheets/Replacement_Probes_NoPrice-v17.pdf | https://bapisensors.sharepoint.com/sites/BAPIMediaLibrary/Shared%20Documents/Instructions/20912_ins_Repl_Probe_Passive.pdf
BA/10K2P4PL10 | BA/10K-2-P-4"-PL-10' | STRAP-ON 10K THMS 2 REPLACMNT 4IN PROBE 10FT LEAD |  | https://bapisensors.sharepoint.com/sites/BAPIMediaLibrary/Shared%20Documents/Product%20Images/Remote_Probe_300pix.png | https://bapisensors.sharepoint.com/sites/BAPIMediaLibrary/Shared%20Documents/Datasheets/Replacement_Probes_NoPrice-v17.pdf | https://bapisensors.sharepoint.com/sites/BAPIMediaLibrary/Shared%20Documents/Instructions/20912_ins_Repl_Probe_Passive.pdf
BA/10K2P4TFE10 | BA/10K-2-P-4"-TFE-10' | STRAP-ON 10K THMS 2 REPLACMNT 4IN PROBE 10FT LEAD TF |  | https://bapisensors.sharepoint.com/sites/BAPIMediaLibrary/Shared%20Documents/Product%20Images/Remote_Probe_300pix.png | https://bapisensors.sharepoint.com/sites/BAPIMediaLibrary/Shared%20Documents/Datasheets/Replacement_Probes_NoPrice-v17.pdf | https://bapisensors.sharepoint.com/sites/BAPIMediaLibrary/Shared%20Documents/Instructions/20912_ins_Repl_Probe_Passive.pdf
BA/10K2P4TFE25 | BA/10K-2-P-4"-TFE-25' | STRAP-ON 10K THMS 2 REPLACMNT 4IN PROBE 25FT LEADTF |  | https://bapisensors.sharepoint.com/sites/BAPIMediaLibrary/Shared%20Documents/Product%20Images/Remote_Probe_300pix.png | https://bapisensors.sharepoint.com/sites/BAPIMediaLibrary/Shared%20Documents/Datasheets/Replacement_Probes_NoPrice-v17.pdf | https://bapisensors.sharepoint.com/sites/BAPIMediaLibrary/Shared%20Documents/Instructions/20912_ins_Repl_Probe_Passive.pdf
BA/10K2P48TFE | BA/10K-2-P-48"-TFE | STRAP-ON 10K THMS 2 REPLACMNT 4IN PROBE 48IN LEAD TF |  | https://bapisensors.sharepoint.com/sites/BAPIMediaLibrary/Shared%20Documents/Product%20Images/Remote_Probe_300pix.png | https://bapisensors.sharepoint.com/sites/BAPIMediaLibrary/Shared%20Documents/Datasheets/Replacement_Probes_NoPrice-v17.pdf | https://bapisensors.sharepoint.com/sites/BAPIMediaLibrary/Shared%20Documents/Instructions/20912_ins_Repl_Probe_Passive.pdf
BA/10K2P4FEP5 | BA/10K-2-P-4"-FEP-5' | STRAP-ON 10K THMS 2 REPLACMNT 4IN PROBE 5FT LEAD JAC |  | https://bapisensors.sharepoint.com/sites/BAPIMediaLibrary/Shared%20Documents/Product%20Images/Remote_Probe_300pix.png | https://bapisensors.sharepoint.com/sites/BAPIMediaLibrary/Shared%20Documents/Datasheets/Replacement_Probes_NoPrice-v17.pdf | https://bapisensors.sharepoint.com/sites/BAPIMediaLibrary/Shared%20Documents/Instructions/20912_ins_Repl_Probe_Passive.pdf
BA/10K2P4TFE5 | BA/10K-2-P-4"-TFE-5' | STRAP-ON 10K THMS 2 REPLACMNT 4IN PROBE 5FT LEAD TF |  | https://bapisensors.sharepoint.com/sites/BAPIMediaLibrary/Shared%20Documents/Product%20Images/Remote_Probe_300pix.png | https://bapisensors.sharepoint.com/sites/BAPIMediaLibrary/Shared%20Documents/Datasheets/Replacement_Probes_NoPrice-v17.pdf | https://bapisensors.sharepoint.com/sites/BAPIMediaLibrary/Shared%20Documents/Instructions/20912_ins_Repl_Probe_Passive.pdf
BA/10K2P4PL | BA/10K-2-P-4"-PL | STRAP-ON 10K THMS 2 REPLACMNT 4IN PROBE 6IN LEAD |  | https://bapisensors.sharepoint.com/sites/BAPIMediaLibrary/Shared%20Documents/Product%20Images/Remote_Probe_300pix.png | https://bapisensors.sharepoint.com/sites/BAPIMediaLibrary/Shared%20Documents/Datasheets/Replacement_Probes_NoPrice-v17.pdf | https://bapisensors.sharepoint.com/sites/BAPIMediaLibrary/Shared%20Documents/Instructions/20912_ins_Repl_Probe_Passive.pdf
BA/10K2P4TFE | BA/10K-2-P-4"-TFE | STRAP-ON 10K THMS 2 REPLACMNT 4IN PROBE 6IN LEAD |  | https://bapisensors.sharepoint.com/sites/BAPIMediaLibrary/Shared%20Documents/Product%20Images/Remote_Probe_300pix.png | https://bapisensors.sharepoint.com/sites/BAPIMediaLibrary/Shared%20Documents/Datasheets/Replacement_Probes_NoPrice-v17.pdf | https://bapisensors.sharepoint.com/sites/BAPIMediaLibrary/Shared%20Documents/Instructions/20912_ins_Repl_Probe_Passive.pdf
BA/10K2P6.5PL18 | BA/10K-2-P-6.5"-PL-18" | STRAP-ON 10K THMS 2 REPLACMNT 6.5IN PROBE 18IN LEAD |  | https://bapisensors.sharepoint.com/sites/BAPIMediaLibrary/Shared%20Documents/Product%20Images/Remote_Probe_300pix.png | https://bapisensors.sharepoint.com/sites/BAPIMediaLibrary/Shared%20Documents/Datasheets/Replacement_Probes_NoPrice-v17.pdf | https://bapisensors.sharepoint.com/sites/BAPIMediaLibrary/Shared%20Documents/Instructions/20912_ins_Repl_Probe_Passive.pdf
BA/10K2P6.5PL | BA/10K-2-P-6.5"-PL | STRAP-ON 10K THMS 2 REPLACMNT 6.5IN PROBE 6IN LEAD |  | https://bapisensors.sharepoint.com/sites/BAPIMediaLibrary/Shared%20Documents/Product%20Images/Remote_Probe_300pix.png | https://bapisensors.sharepoint.com/sites/BAPIMediaLibrary/Shared%20Documents/Datasheets/Replacement_Probes_NoPrice-v17.pdf | https://bapisensors.sharepoint.com/sites/BAPIMediaLibrary/Shared%20Documents/Instructions/20912_ins_Repl_Probe_Passive.pdf
BA/10K2P6.5TFE | BA/10K-2-P-6.5"-TFE | STRAP-ON 10K THMS 2 REPLACMNT 6.5IN PROBE 6IN LEAD TF |  | https://bapisensors.sharepoint.com/sites/BAPIMediaLibrary/Shared%20Documents/Product%20Images/Remote_Probe_300pix.png | https://bapisensors.sharepoint.com/sites/BAPIMediaLibrary/Shared%20Documents/Datasheets/Replacement_Probes_NoPrice-v17.pdf | https://bapisensors.sharepoint.com/sites/BAPIMediaLibrary/Shared%20Documents/Instructions/20912_ins_Repl_Probe_Passive.pdf
BA/10K2P8.25TFE | BA/10K-2-P-8.25"-TFE | STRAP-ON 10K THMS 2 REPLACMNT 8.25IN PROBE 6IN LEAD TF |  | https://bapisensors.sharepoint.com/sites/BAPIMediaLibrary/Shared%20Documents/Product%20Images/Remote_Probe_300pix.png | https://bapisensors.sharepoint.com/sites/BAPIMediaLibrary/Shared%20Documents/Datasheets/Replacement_Probes_NoPrice-v17.pdf | https://bapisensors.sharepoint.com/sites/BAPIMediaLibrary/Shared%20Documents/Instructions/20912_ins_Repl_Probe_Passive.pdf
BA/10K2P9.5TFE | BA/10K-2-P-9.5"-TFE | STRAP-ON 10K THMS 2 REPLACMNT 9.5IN PROBE 6IN LEAD TF |  | https://bapisensors.sharepoint.com/sites/BAPIMediaLibrary/Shared%20Documents/Product%20Images/Remote_Probe_300pix.png | https://bapisensors.sharepoint.com/sites/BAPIMediaLibrary/Shared%20Documents/Datasheets/Replacement_Probes_NoPrice-v17.pdf | https://bapisensors.sharepoint.com/sites/BAPIMediaLibrary/Shared%20Documents/Instructions/20912_ins_Repl_Probe_Passive.pdf
BA/10K2P4.5TFE | BA/10K-2-P-4.5"-TFE | STRAP-ON 10K THMS 2 REPLACMNT PROBE 4.5IN |  | https://bapisensors.sharepoint.com/sites/BAPIMediaLibrary/Shared%20Documents/Product%20Images/Remote_Probe_300pix.png | https://bapisensors.sharepoint.com/sites/BAPIMediaLibrary/Shared%20Documents/Datasheets/Replacement_Probes_NoPrice-v17.pdf | https://bapisensors.sharepoint.com/sites/BAPIMediaLibrary/Shared%20Documents/Instructions/20912_ins_Repl_Probe_Passive.pdf
BA/10K3P1.75PL | BA/10K-3-P-1.75"-PL | STRAP-ON 10K THMS 3 REPLACMNT 1.75IN PROBE 6IN LEAD |  | https://bapisensors.sharepoint.com/sites/BAPIMediaLibrary/Shared%20Documents/Product%20Images/Remote_Probe_300pix.png | https://bapisensors.sharepoint.com/sites/BAPIMediaLibrary/Shared%20Documents/Datasheets/Replacement_Probes_NoPrice-v17.pdf | https://bapisensors.sharepoint.com/sites/BAPIMediaLibrary/Shared%20Documents/Instructions/20912_ins_Repl_Probe_Passive.pdf
BA/10K3P1.75TFE | BA/10K-3-P-1.75"-TFE | STRAP-ON 10K THMS 3 REPLACMNT 1.75IN PROBE 6IN LEAD |  | https://bapisensors.sharepoint.com/sites/BAPIMediaLibrary/Shared%20Documents/Product%20Images/Remote_Probe_300pix.png | https://bapisensors.sharepoint.com/sites/BAPIMediaLibrary/Shared%20Documents/Datasheets/Replacement_Probes_NoPrice-v17.pdf | https://bapisensors.sharepoint.com/sites/BAPIMediaLibrary/Shared%20Documents/Instructions/20912_ins_Repl_Probe_Passive.pdf
BA/10K3P24.5TFE | BA/10K-3-P-24.5"-TFE | STRAP-ON 10K THMS 3 REPLACMNT 24.5IN PROBE 6IN LEAD |  | https://bapisensors.sharepoint.com/sites/BAPIMediaLibrary/Shared%20Documents/Product%20Images/Remote_Probe_300pix.png | https://bapisensors.sharepoint.com/sites/BAPIMediaLibrary/Shared%20Documents/Datasheets/Replacement_Probes_NoPrice-v17.pdf | https://bapisensors.sharepoint.com/sites/BAPIMediaLibrary/Shared%20Documents/Instructions/20912_ins_Repl_Probe_Passive.pdf
BA/10K3P4.5PL15 | BA/10K-3-P-4.5"-PL-15' | STRAP-ON 10K THMS 3 REPLACMNT 4.5IN PROBE 15FT LEAD |  | https://bapisensors.sharepoint.com/sites/BAPIMediaLibrary/Shared%20Documents/Product%20Images/Remote_Probe_300pix.png | https://bapisensors.sharepoint.com/sites/BAPIMediaLibrary/Shared%20Documents/Datasheets/Replacement_Probes_NoPrice-v17.pdf | https://bapisensors.sharepoint.com/sites/BAPIMediaLibrary/Shared%20Documents/Instructions/20912_ins_Repl_Probe_Passive.pdf
BA/10K3P4.5PL25 | BA/10K-3-P-4.5"-PL-25' | STRAP-ON 10K THMS 3 REPLACMNT 4.5IN PROBE 25FT LEAD |  | https://bapisensors.sharepoint.com/sites/BAPIMediaLibrary/Shared%20Documents/Product%20Images/Remote_Probe_300pix.png | https://bapisensors.sharepoint.com/sites/BAPIMediaLibrary/Shared%20Documents/Datasheets/Replacement_Probes_NoPrice-v17.pdf | https://bapisensors.sharepoint.com/sites/BAPIMediaLibrary/Shared%20Documents/Instructions/20912_ins_Repl_Probe_Passive.pdf
BA/10K3P4.5PL5 | BA/10K-3-P-4.5"-PL-5' | STRAP-ON 10K THMS 3 REPLACMNT 4.5IN PROBE 5FT LEAD |  | https://bapisensors.sharepoint.com/sites/BAPIMediaLibrary/Shared%20Documents/Product%20Images/Remote_Probe_300pix.png | https://bapisensors.sharepoint.com/sites/BAPIMediaLibrary/Shared%20Documents/Datasheets/Replacement_Probes_NoPrice-v17.pdf | https://bapisensors.sharepoint.com/sites/BAPIMediaLibrary/Shared%20Documents/Instructions/20912_ins_Repl_Probe_Passive.pdf
BA/10K3P4PL15 | BA/10K-3-P-4"-PL-15' | STRAP-ON 10K THMS 3 REPLACMNT 4IN PROBE 15FT LEAD |  | https://bapisensors.sharepoint.com/sites/BAPIMediaLibrary/Shared%20Documents/Product%20Images/Remote_Probe_300pix.png | https://bapisensors.sharepoint.com/sites/BAPIMediaLibrary/Shared%20Documents/Datasheets/Replacement_Probes_NoPrice-v17.pdf | https://bapisensors.sharepoint.com/sites/BAPIMediaLibrary/Shared%20Documents/Instructions/20912_ins_Repl_Probe_Passive.pdf
BA/10K3P4TFE18 | BA/10K-3-P-4"-TFE-18" | STRAP-ON 10K THMS 3 REPLACMNT 4IN PROBE 18IN LEAD |  | https://bapisensors.sharepoint.com/sites/BAPIMediaLibrary/Shared%20Documents/Product%20Images/Remote_Probe_300pix.png | https://bapisensors.sharepoint.com/sites/BAPIMediaLibrary/Shared%20Documents/Datasheets/Replacement_Probes_NoPrice-v17.pdf | https://bapisensors.sharepoint.com/sites/BAPIMediaLibrary/Shared%20Documents/Instructions/20912_ins_Repl_Probe_Passive.pdf
BA/10K3P4PL36 | BA/10K-3-P-4"-PL-36" | STRAP-ON 10K THMS 3 REPLACMNT 4IN PROBE 36IN LEAD |  | https://bapisensors.sharepoint.com/sites/BAPIMediaLibrary/Shared%20Documents/Product%20Images/Remote_Probe_300pix.png | https://bapisensors.sharepoint.com/sites/BAPIMediaLibrary/Shared%20Documents/Datasheets/Replacement_Probes_NoPrice-v17.pdf | https://bapisensors.sharepoint.com/sites/BAPIMediaLibrary/Shared%20Documents/Instructions/20912_ins_Repl_Probe_Passive.pdf
BA/10K3P5.25TFE | BA/10K-3-P-5.25"-TFE | STRAP-ON 10K THMS 3 REPLACMNT 5.25IN PROBE 6IN LEAD |  | https://bapisensors.sharepoint.com/sites/BAPIMediaLibrary/Shared%20Documents/Product%20Images/Remote_Probe_300pix.png | https://bapisensors.sharepoint.com/sites/BAPIMediaLibrary/Shared%20Documents/Datasheets/Replacement_Probes_NoPrice-v17.pdf | https://bapisensors.sharepoint.com/sites/BAPIMediaLibrary/Shared%20Documents/Instructions/20912_ins_Repl_Probe_Passive.pdf
BA/10K3P6.5PL | BA/10K-3-P-6.5"-PL | STRAP-ON 10K THMS 3 REPLACMNT 6.5IN PROBE 6IN LEAD |  | https://bapisensors.sharepoint.com/sites/BAPIMediaLibrary/Shared%20Documents/Product%20Images/Remote_Probe_300pix.png | https://bapisensors.sharepoint.com/sites/BAPIMediaLibrary/Shared%20Documents/Datasheets/Replacement_Probes_NoPrice-v17.pdf | https://bapisensors.sharepoint.com/sites/BAPIMediaLibrary/Shared%20Documents/Instructions/20912_ins_Repl_Probe_Passive.pdf
BA/10K3P6.5TFE | BA/10K-3-P-6.5"-TFE | STRAP-ON 10K THMS 3 REPLACMNT 6.5IN PROBE 6IN LEAD |  | https://bapisensors.sharepoint.com/sites/BAPIMediaLibrary/Shared%20Documents/Product%20Images/Remote_Probe_300pix.png | https://bapisensors.sharepoint.com/sites/BAPIMediaLibrary/Shared%20Documents/Datasheets/Replacement_Probes_NoPrice-v17.pdf | https://bapisensors.sharepoint.com/sites/BAPIMediaLibrary/Shared%20Documents/Instructions/20912_ins_Repl_Probe_Passive.pdf
BA/10K3P7.5TFE | BA/10K-3-P-7.5"-TFE | STRAP-ON 10K THMS 3 REPLACMNT 7.5IN PROBE 6IN LEAD |  | https://bapisensors.sharepoint.com/sites/BAPIMediaLibrary/Shared%20Documents/Product%20Images/Remote_Probe_300pix.png | https://bapisensors.sharepoint.com/sites/BAPIMediaLibrary/Shared%20Documents/Datasheets/Replacement_Probes_NoPrice-v17.pdf | https://bapisensors.sharepoint.com/sites/BAPIMediaLibrary/Shared%20Documents/Instructions/20912_ins_Repl_Probe_Passive.pdf
BA/10K3P8.25TFE | BA/10K-3-P-8.25"-TFE | STRAP-ON 10K THMS 3 REPLACMNT 8.25IN PROBE 6IN LEAD |  | https://bapisensors.sharepoint.com/sites/BAPIMediaLibrary/Shared%20Documents/Product%20Images/Remote_Probe_300pix.png | https://bapisensors.sharepoint.com/sites/BAPIMediaLibrary/Shared%20Documents/Datasheets/Replacement_Probes_NoPrice-v17.pdf | https://bapisensors.sharepoint.com/sites/BAPIMediaLibrary/Shared%20Documents/Instructions/20912_ins_Repl_Probe_Passive.pdf
BA/10K3P9.5TFE | BA/10K-3-P-9.5"-TFE | STRAP-ON 10K THMS 3 REPLACMNT 9.5IN PROBE 6IN LEAD |  | https://bapisensors.sharepoint.com/sites/BAPIMediaLibrary/Shared%20Documents/Product%20Images/Remote_Probe_300pix.png | https://bapisensors.sharepoint.com/sites/BAPIMediaLibrary/Shared%20Documents/Datasheets/Replacement_Probes_NoPrice-v17.pdf | https://bapisensors.sharepoint.com/sites/BAPIMediaLibrary/Shared%20Documents/Instructions/20912_ins_Repl_Probe_Passive.pdf
BA/10K2SBB2TS | BA/10K-2-S-BB2-TS | STRAP-ON 10K-2 THMS CLAMP ON BAPI BOX 2 TERMINAL |  | https://bapisensors.sharepoint.com/sites/BAPIMediaLibrary/Shared%20Documents/Product%20Images/Clamp_BB2_300pix.png | https://bapisensors.sharepoint.com/sites/BAPIMediaLibrary/Shared%20Documents/Datasheets/StrapUnits_temp_NoPrice-v17.pdf | https://bapisensors.sharepoint.com/sites/BAPIMediaLibrary/Shared%20Documents/Instructions/20911_ins_Strap_On_Passive.pdf
BA/10K2RPP5WP | BA/10K-2-RPP-5'-WP | STRAP-ON 10K-2 THMS REMOTE 5FT LEADS WEATHERPROOF |  | https://bapisensors.sharepoint.com/sites/BAPIMediaLibrary/Shared%20Documents/Product%20Images/Remote_Probe_WP_300pix.png | https://bapisensors.sharepoint.com/sites/BAPIMediaLibrary/Shared%20Documents/Datasheets/Remote_Sensors_Probes_NoPrice-v17.pdf | https://bapisensors.sharepoint.com/sites/BAPIMediaLibrary/Shared%20Documents/Instructions/20910_ins_Remote_Sensor_Passive.pdf
BA/10K2XPSBB4 | BA/10K-2[XP]-S-BB4 | STRAP-ON 10K-2 CLAMP ON BAPI BOX 4 HI ACCY |  | https://bapisensors.sharepoint.com/sites/BAPIMediaLibrary/Shared%20Documents/Product%20Images/Clamp_BB4.png | https://bapisensors.sharepoint.com/sites/BAPIMediaLibrary/Shared%20Documents/Datasheets/StrapUnits_temp_NoPrice-v17.pdf | https://bapisensors.sharepoint.com/sites/BAPIMediaLibrary/Shared%20Documents/Instructions/20911_ins_Strap_On_Passive.pdf
BA/10K2XPSBBTS | BA/10K-2[XP]-S-BB-TS | STRAP-ON 10K-2 CLAMP ON BAPI BOX TERMINAL HI ACCY |  | https://bapisensors.sharepoint.com/sites/BAPIMediaLibrary/Shared%20Documents/Product%20Images/ClampOn_BB.png | https://bapisensors.sharepoint.com/sites/BAPIMediaLibrary/Shared%20Documents/Datasheets/StrapUnits_temp_NoPrice-v17.pdf | https://bapisensors.sharepoint.com/sites/BAPIMediaLibrary/Shared%20Documents/Instructions/20911_ins_Strap_On_Passive.pdf
BA/10K-2-RPP-10 | BA/10K-2-RPP-10' | STRAP-ON 10K-2 REMOTE PROBE 10FT LEADS |  | https://bapisensors.sharepoint.com/sites/BAPIMediaLibrary/Shared%20Documents/Product%20Images/Remote_Probe_300pix.png | https://bapisensors.sharepoint.com/sites/BAPIMediaLibrary/Shared%20Documents/Datasheets/Remote_Sensors_Probes_NoPrice-v17.pdf | https://bapisensors.sharepoint.com/sites/BAPIMediaLibrary/Shared%20Documents/Instructions/20910_ins_Remote_Sensor_Passive.pdf
BA/10K-2-RPP-15 | BA/10K-2-RPP-15' | STRAP-ON 10K-2 REMOTE PROBE 15FT LEADS |  | https://bapisensors.sharepoint.com/sites/BAPIMediaLibrary/Shared%20Documents/Product%20Images/Remote_Probe_300pix.png | https://bapisensors.sharepoint.com/sites/BAPIMediaLibrary/Shared%20Documents/Datasheets/Remote_Sensors_Probes_NoPrice-v17.pdf | https://bapisensors.sharepoint.com/sites/BAPIMediaLibrary/Shared%20Documents/Instructions/20910_ins_Remote_Sensor_Passive.pdf
BA/1.8KRPFEP18 | BA/1.8K-RPFEP-18" | STRAP-ON 10K-2 REMOTE PROBE 18IN FEP JACKETED CABLE |  | https://bapisensors.sharepoint.com/sites/BAPIMediaLibrary/Shared%20Documents/Product%20Images/Remote_Probe_300pix.png | https://bapisensors.sharepoint.com/sites/BAPIMediaLibrary/Shared%20Documents/Datasheets/Remote_Sensors_Probes_NoPrice-v17.pdf | https://bapisensors.sharepoint.com/sites/BAPIMediaLibrary/Shared%20Documents/Instructions/20910_ins_Remote_Sensor_Passive.pdf
BA/1.8KRPFEP218 | BA/1.8K-RPFEP2-18" | STRAP-ON 10K-2 REMOTE PROBE 18IN FEP JACKETED CABLE |  | https://bapisensors.sharepoint.com/sites/BAPIMediaLibrary/Shared%20Documents/Product%20Images/Remote_Probe_300pix.png | https://bapisensors.sharepoint.com/sites/BAPIMediaLibrary/Shared%20Documents/Datasheets/Remote_Sensors_Probes_NoPrice-v17.pdf | https://bapisensors.sharepoint.com/sites/BAPIMediaLibrary/Shared%20Documents/Instructions/20910_ins_Remote_Sensor_Passive.pdf
BA/1.8KRPP18 | BA/1.8K-RPP-18" | STRAP-ON 10K-2 REMOTE PROBE 18IN LEADS |  | https://bapisensors.sharepoint.com/sites/BAPIMediaLibrary/Shared%20Documents/Product%20Images/Remote_Probe_300pix.png | https://bapisensors.sharepoint.com/sites/BAPIMediaLibrary/Shared%20Documents/Datasheets/Remote_Sensors_Probes_NoPrice-v17.pdf | https://bapisensors.sharepoint.com/sites/BAPIMediaLibrary/Shared%20Documents/Instructions/20910_ins_Remote_Sensor_Passive.pdf
BA/10K-2-PP-18 | BA/10K-2-PP-18" | STRAP-ON 10K-2 REMOTE PROBE 18IN LEADS |  | https://bapisensors.sharepoint.com/sites/BAPIMediaLibrary/Shared%20Documents/Product%20Images/Remote_Sensor_Only.png | https://bapisensors.sharepoint.com/sites/BAPIMediaLibrary/Shared%20Documents/Datasheets/Remote_Sensors_Probes_NoPrice-v17.pdf | https://bapisensors.sharepoint.com/sites/BAPIMediaLibrary/Shared%20Documents/Instructions/20910_ins_Remote_Sensor_Passive.pdf
BA/10K-2-RPP-18 | BA/10K-2-RPP-18" | STRAP-ON 10K-2 REMOTE PROBE 18IN LEADS |  | https://bapisensors.sharepoint.com/sites/BAPIMediaLibrary/Shared%20Documents/Product%20Images/Remote_Probe_300pix.png | https://bapisensors.sharepoint.com/sites/BAPIMediaLibrary/Shared%20Documents/Datasheets/Remote_Sensors_Probes_NoPrice-v17.pdf | https://bapisensors.sharepoint.com/sites/BAPIMediaLibrary/Shared%20Documents/Instructions/20910_ins_Remote_Sensor_Passive.pdf
BA/1.8KRPFEP25 | BA/1.8K-RPFEP2-5' | STRAP-ON 10K-2 REMOTE PROBE 5FT FEP JACKETED CABLE |  | https://bapisensors.sharepoint.com/sites/BAPIMediaLibrary/Shared%20Documents/Product%20Images/Remote_Probe_300pix.png | https://bapisensors.sharepoint.com/sites/BAPIMediaLibrary/Shared%20Documents/Datasheets/Remote_Sensors_Probes_NoPrice-v17.pdf | https://bapisensors.sharepoint.com/sites/BAPIMediaLibrary/Shared%20Documents/Instructions/20910_ins_Remote_Sensor_Passive.pdf
BA/10K-2-RPP-5 | BA/10K-2-RPP-5' | STRAP-ON 10K-2 REMOTE PROBE 5FT LEADS |  | https://bapisensors.sharepoint.com/sites/BAPIMediaLibrary/Shared%20Documents/Product%20Images/Remote_Probe_300pix.png | https://bapisensors.sharepoint.com/sites/BAPIMediaLibrary/Shared%20Documents/Datasheets/Remote_Sensors_Probes_NoPrice-v17.pdf | https://bapisensors.sharepoint.com/sites/BAPIMediaLibrary/Shared%20Documents/Instructions/20910_ins_Remote_Sensor_Passive.pdf
BA/1.8KRPP5WP | BA/1.8K-RPP-5'-WP | STRAP-ON 10K-2 REMOTE PROBE 5FT LEADS WEATHERPRF BOX |  | https://bapisensors.sharepoint.com/sites/BAPIMediaLibrary/Shared%20Documents/Product%20Images/Remote_Probe_WP_300pix.png | https://bapisensors.sharepoint.com/sites/BAPIMediaLibrary/Shared%20Documents/Datasheets/Remote_Sensors_Probes_NoPrice-v17.pdf | https://bapisensors.sharepoint.com/sites/BAPIMediaLibrary/Shared%20Documents/Instructions/20910_ins_Remote_Sensor_Passive.pdf
BA/1.8KRPP6 | BA/1.8K-RPP-6" | STRAP-ON 10K-2 REMOTE PROBE 6IN LEADS |  | https://bapisensors.sharepoint.com/sites/BAPIMediaLibrary/Shared%20Documents/Product%20Images/Remote_Probe_300pix.png | https://bapisensors.sharepoint.com/sites/BAPIMediaLibrary/Shared%20Documents/Datasheets/Remote_Sensors_Probes_NoPrice-v17.pdf | https://bapisensors.sharepoint.com/sites/BAPIMediaLibrary/Shared%20Documents/Instructions/20910_ins_Remote_Sensor_Passive.pdf
BA/10K2PP150 | BA/10K-2-PP-150' | STRAP-ON 10K-2 THMS REMOTE PROBE 150FT LEADS |  | https://bapisensors.sharepoint.com/sites/BAPIMediaLibrary/Shared%20Documents/Product%20Images/Remote_Sensor_Only.png | https://bapisensors.sharepoint.com/sites/BAPIMediaLibrary/Shared%20Documents/Datasheets/Remote_Sensors_Probes_NoPrice-v17.pdf | https://bapisensors.sharepoint.com/sites/BAPIMediaLibrary/Shared%20Documents/Instructions/20910_ins_Remote_Sensor_Passive.pdf
BA/10K2PP15 | BA/10K-2-PP-15' | STRAP-ON 10K-2 THMS REMOTE PROBE 15FT LEADS |  | https://bapisensors.sharepoint.com/sites/BAPIMediaLibrary/Shared%20Documents/Product%20Images/Remote_Sensor_Only.png | https://bapisensors.sharepoint.com/sites/BAPIMediaLibrary/Shared%20Documents/Datasheets/Remote_Sensors_Probes_NoPrice-v17.pdf | https://bapisensors.sharepoint.com/sites/BAPIMediaLibrary/Shared%20Documents/Instructions/20910_ins_Remote_Sensor_Passive.pdf
BA/10K2-S-BB | BA/10K2-S-BB | STRAP-ON 10K-2 THMS BAPI BOX |  | https://bapisensors.sharepoint.com/sites/BAPIMediaLibrary/Shared%20Documents/Product%20Images/ClampOn_BB.png | https://bapisensors.sharepoint.com/sites/BAPIMediaLibrary/Shared%20Documents/Datasheets/StrapUnits_temp_NoPrice-v17.pdf | https://bapisensors.sharepoint.com/sites/BAPIMediaLibrary/Shared%20Documents/Instructions/20911_ins_Strap_On_Passive.pdf
BA/10K2-S-BB2 | BA/10K2-S-BB2 | STRAP-ON 10K-2 THMS BAPI BOX 2 |  | https://bapisensors.sharepoint.com/sites/BAPIMediaLibrary/Shared%20Documents/Product%20Images/Clamp_BB2_300pix.png | https://bapisensors.sharepoint.com/sites/BAPIMediaLibrary/Shared%20Documents/Datasheets/StrapUnits_temp_NoPrice-v17.pdf | https://bapisensors.sharepoint.com/sites/BAPIMediaLibrary/Shared%20Documents/Instructions/20911_ins_Strap_On_Passive.pdf
BA/10K2-S-BB4 | BA/10K2-S-BB4 | STRAP-ON 10K-2 THMS BAPI BOX 4 |  | https://bapisensors.sharepoint.com/sites/BAPIMediaLibrary/Shared%20Documents/Product%20Images/Clamp_BB4.png | https://bapisensors.sharepoint.com/sites/BAPIMediaLibrary/Shared%20Documents/Datasheets/StrapUnits_temp_NoPrice-v17.pdf | https://bapisensors.sharepoint.com/sites/BAPIMediaLibrary/Shared%20Documents/Instructions/20911_ins_Strap_On_Passive.pdf
BA/10K2SBBTS | BA/10K-2-S-BB-TS | STRAP-ON 10K-2 THMS CLAMP ON BAPI BOX TERMINAL |  | https://bapisensors.sharepoint.com/sites/BAPIMediaLibrary/Shared%20Documents/Product%20Images/ClampOn_BB.png | https://bapisensors.sharepoint.com/sites/BAPIMediaLibrary/Shared%20Documents/Datasheets/StrapUnits_temp_NoPrice-v17.pdf | https://bapisensors.sharepoint.com/sites/BAPIMediaLibrary/Shared%20Documents/Instructions/20911_ins_Strap_On_Passive.pdf
BA/10K2XPSJB | BA/10K-2[XP]-S-JB | STRAP-ON 10K-2 THMS CLAMP ON HANDI BOX HI ACCY |  | https://bapisensors.sharepoint.com/sites/BAPIMediaLibrary/Shared%20Documents/Product%20Images/Clamp_JBox_300pix.png | https://bapisensors.sharepoint.com/sites/BAPIMediaLibrary/Shared%20Documents/Datasheets/StrapUnits_temp_NoPrice-v17.pdf | https://bapisensors.sharepoint.com/sites/BAPIMediaLibrary/Shared%20Documents/Instructions/20911_ins_Strap_On_Passive.pdf
BA/10K2-S-JB | BA/10K2-S-JB | STRAP-ON 10K-2 THMS HANDIBOX |  | https://bapisensors.sharepoint.com/sites/BAPIMediaLibrary/Shared%20Documents/Product%20Images/Clamp_JBox_300pix.png | https://bapisensors.sharepoint.com/sites/BAPIMediaLibrary/Shared%20Documents/Datasheets/StrapUnits_temp_NoPrice-v17.pdf | https://bapisensors.sharepoint.com/sites/BAPIMediaLibrary/Shared%20Documents/Instructions/20911_ins_Strap_On_Passive.pdf
BA/10K2PP10WP | BA/10K-2-PP-10'-WP | STRAP-ON 10K-2 THMS REMOTE 10FT LEADS WTHRPRF BOX |  | https://bapisensors.sharepoint.com/sites/BAPIMediaLibrary/Shared%20Documents/Product%20Images/Remote_Sensor_WP_300pix.png | https://bapisensors.sharepoint.com/sites/BAPIMediaLibrary/Shared%20Documents/Datasheets/Remote_Sensors_Probes_NoPrice-v17.pdf | https://bapisensors.sharepoint.com/sites/BAPIMediaLibrary/Shared%20Documents/Instructions/20910_ins_Remote_Sensor_Passive.pdf
BA/10K2PP15WP | BA/10K-2-PP-15'-WP | STRAP-ON 10K-2 THMS REMOTE 15FT LEADS WTHRPRF BOX |  | https://bapisensors.sharepoint.com/sites/BAPIMediaLibrary/Shared%20Documents/Product%20Images/Remote_Sensor_WP_300pix.png | https://bapisensors.sharepoint.com/sites/BAPIMediaLibrary/Shared%20Documents/Datasheets/Remote_Sensors_Probes_NoPrice-v17.pdf | https://bapisensors.sharepoint.com/sites/BAPIMediaLibrary/Shared%20Documents/Instructions/20910_ins_Remote_Sensor_Passive.pdf
BA/10K2PP18WP | BA/10K-2-PP-18"-WP | STRAP-ON 10K-2 THMS REMOTE 18IN LEADS WTHRPRF BOX |  | https://bapisensors.sharepoint.com/sites/BAPIMediaLibrary/Shared%20Documents/Product%20Images/Remote_Sensor_WP_300pix.png | https://bapisensors.sharepoint.com/sites/BAPIMediaLibrary/Shared%20Documents/Datasheets/Remote_Sensors_Probes_NoPrice-v17.pdf | https://bapisensors.sharepoint.com/sites/BAPIMediaLibrary/Shared%20Documents/Instructions/20910_ins_Remote_Sensor_Passive.pdf
BA/10K2XPRPFEP5 | BA/10K-2[XP]-RPFEP-5' | STRAPON 10K-2 THMS REMOTE 5FT JACKET LEADS HI ACCY |  | https://bapisensors.sharepoint.com/sites/BAPIMediaLibrary/Shared%20Documents/Product%20Images/Remote_Probe_300pix.png | https://bapisensors.sharepoint.com/sites/BAPIMediaLibrary/Shared%20Documents/Datasheets/Remote_Sensors_Probes_NoPrice-v17.pdf | https://bapisensors.sharepoint.com/sites/BAPIMediaLibrary/Shared%20Documents/Instructions/20910_ins_Remote_Sensor_Passive.pdf
BA/10K2RPP5BBTS | BA/10K-2-RPP-5'-BB-TS | STRAP-ON 10K-2 THMS REMOTE 5FT LEAD BAPI BOX TERM |  | https://bapisensors.sharepoint.com/sites/BAPIMediaLibrary/Shared%20Documents/Product%20Images/Remote_Probe_BB_300pix.png | https://bapisensors.sharepoint.com/sites/BAPIMediaLibrary/Shared%20Documents/Datasheets/Remote_Sensors_Probes_NoPrice-v17.pdf | https://bapisensors.sharepoint.com/sites/BAPIMediaLibrary/Shared%20Documents/Instructions/20910_ins_Remote_Sensor_Passive.pdf
BA/10K2XPRPP5BB | BA/10K-2[XP]-RPP-5'-BB | STRAP-ON 10K-2 THMS REMOTE 5FT LEADS BAPI BOX HI ACCY |  | https://bapisensors.sharepoint.com/sites/BAPIMediaLibrary/Shared%20Documents/Product%20Images/Remote_Probe_BB_300pix.png | https://bapisensors.sharepoint.com/sites/BAPIMediaLibrary/Shared%20Documents/Datasheets/Remote_Sensors_Probes_NoPrice-v17.pdf | https://bapisensors.sharepoint.com/sites/BAPIMediaLibrary/Shared%20Documents/Instructions/20910_ins_Remote_Sensor_Passive.pdf
BA/10K2PP5WP | BA/10K-2-PP-5'-WP | STRAP-ON 10K-2 THMS REMOTE 5FT LEADS WTHRPRF BOX |  | https://bapisensors.sharepoint.com/sites/BAPIMediaLibrary/Shared%20Documents/Product%20Images/Remote_Sensor_WP_300pix.png | https://bapisensors.sharepoint.com/sites/BAPIMediaLibrary/Shared%20Documents/Datasheets/Remote_Sensors_Probes_NoPrice-v17.pdf | https://bapisensors.sharepoint.com/sites/BAPIMediaLibrary/Shared%20Documents/Instructions/20910_ins_Remote_Sensor_Passive.pdf
BA/10K2PP6WP | BA/10K-2-PP-6"-WP | STRAP-ON 10K-2 THMS REMOTE 6IN LEADS WTHRPRF BOX |  | https://bapisensors.sharepoint.com/sites/BAPIMediaLibrary/Shared%20Documents/Product%20Images/Remote_Sensor_WP_300pix.png | https://bapisensors.sharepoint.com/sites/BAPIMediaLibrary/Shared%20Documents/Datasheets/Remote_Sensors_Probes_NoPrice-v17.pdf | https://bapisensors.sharepoint.com/sites/BAPIMediaLibrary/Shared%20Documents/Instructions/20910_ins_Remote_Sensor_Passive.pdf
BA/10K2PP10 | BA/10K-2-PP-10' | STRAP-ON 10K-2 THMS REMOTE PROBE 10FT LEADS |  | https://bapisensors.sharepoint.com/sites/BAPIMediaLibrary/Shared%20Documents/Product%20Images/Remote_Sensor_Only.png | https://bapisensors.sharepoint.com/sites/BAPIMediaLibrary/Shared%20Documents/Datasheets/Remote_Sensors_Probes_NoPrice-v17.pdf | https://bapisensors.sharepoint.com/sites/BAPIMediaLibrary/Shared%20Documents/Instructions/20910_ins_Remote_Sensor_Passive.pdf
BA/10K2RPP10WP | BA/10K-2-RPP-10'-WP | STRAP-ON 10K-2 THMS REMOTE PROBE 10FT LEADS ALUM BOX |  | https://bapisensors.sharepoint.com/sites/BAPIMediaLibrary/Shared%20Documents/Product%20Images/Remote_Probe_WP_300pix.png | https://bapisensors.sharepoint.com/sites/BAPIMediaLibrary/Shared%20Documents/Datasheets/Remote_Sensors_Probes_NoPrice-v17.pdf | https://bapisensors.sharepoint.com/sites/BAPIMediaLibrary/Shared%20Documents/Instructions/20910_ins_Remote_Sensor_Passive.pdf
BA/10K2RPP10BB | BA/10K-2-RPP-10'-BB | STRAP-ON 10K-2 THMS REMOTE PROBE 10FT LEADS BAPI BOX |  | https://bapisensors.sharepoint.com/sites/BAPIMediaLibrary/Shared%20Documents/Product%20Images/Remote_Probe_BB_300pix.png | https://bapisensors.sharepoint.com/sites/BAPIMediaLibrary/Shared%20Documents/Datasheets/Remote_Sensors_Probes_NoPrice-v17.pdf | https://bapisensors.sharepoint.com/sites/BAPIMediaLibrary/Shared%20Documents/Instructions/20910_ins_Remote_Sensor_Passive.pdf
BA/10K2RPP10BB2 | BA/10K-2-RPP-10'-BB2 | STRAP-ON 10K-2 THMS REMOTE PROBE 10FT LEADS BAPI BOX 2 |  | https://bapisensors.sharepoint.com/sites/BAPIMediaLibrary/Shared%20Documents/Product%20Images/Remote_BB2_Blue.png | https://bapisensors.sharepoint.com/sites/BAPIMediaLibrary/Shared%20Documents/Datasheets/Remote_Sensors_Probes_NoPrice-v17.pdf | https://bapisensors.sharepoint.com/sites/BAPIMediaLibrary/Shared%20Documents/Instructions/20910_ins_Remote_Sensor_Passive.pdf
BA/10K2RPP10BB4 | BA/10K-2-RPP-10'-BB4 | STRAP-ON 10K-2 THMS REMOTE PROBE 10FT LEADS BAPI BOX 4 |  | https://bapisensors.sharepoint.com/sites/BAPIMediaLibrary/Shared%20Documents/Product%20Images/Remote_Probe_BB4_300pix.png | https://bapisensors.sharepoint.com/sites/BAPIMediaLibrary/Shared%20Documents/Datasheets/Remote_Sensors_Probes_NoPrice-v17.pdf | https://bapisensors.sharepoint.com/sites/BAPIMediaLibrary/Shared%20Documents/Instructions/20910_ins_Remote_Sensor_Passive.pdf
BA/10K2RPP12 | BA/10K-2-RPP-12' | STRAP-ON 10K-2 THMS REMOTE PROBE 12FT LEADS |  | https://bapisensors.sharepoint.com/sites/BAPIMediaLibrary/Shared%20Documents/Product%20Images/Remote_Probe_300pix.png | https://bapisensors.sharepoint.com/sites/BAPIMediaLibrary/Shared%20Documents/Datasheets/Remote_Sensors_Probes_NoPrice-v17.pdf | https://bapisensors.sharepoint.com/sites/BAPIMediaLibrary/Shared%20Documents/Instructions/20910_ins_Remote_Sensor_Passive.pdf
BA/10K2RPP150 | BA/10K-2-RPP-150' | STRAP-ON 10K-2 THMS REMOTE PROBE 150FT LEADS |  | https://bapisensors.sharepoint.com/sites/BAPIMediaLibrary/Shared%20Documents/Product%20Images/Remote_Probe_300pix.png | https://bapisensors.sharepoint.com/sites/BAPIMediaLibrary/Shared%20Documents/Datasheets/Remote_Sensors_Probes_NoPrice-v17.pdf | https://bapisensors.sharepoint.com/sites/BAPIMediaLibrary/Shared%20Documents/Instructions/20910_ins_Remote_Sensor_Passive.pdf
BA/10K2RPP15WP | BA/10K-2-RPP-15'-WP | STRAP-ON 10K-2 THMS REMOTE PROBE 15FT LEADS ALUM BOX |  | https://bapisensors.sharepoint.com/sites/BAPIMediaLibrary/Shared%20Documents/Product%20Images/Remote_Probe_WP_300pix.png | https://bapisensors.sharepoint.com/sites/BAPIMediaLibrary/Shared%20Documents/Datasheets/Remote_Sensors_Probes_NoPrice-v17.pdf | https://bapisensors.sharepoint.com/sites/BAPIMediaLibrary/Shared%20Documents/Instructions/20910_ins_Remote_Sensor_Passive.pdf
BA/10K2RPP15BB | BA/10K-2-RPP-15'-BB | STRAP-ON 10K-2 THMS REMOTE PROBE 15FT LEADS BAPI BOX |  | https://bapisensors.sharepoint.com/sites/BAPIMediaLibrary/Shared%20Documents/Product%20Images/Remote_Probe_BB_300pix.png | https://bapisensors.sharepoint.com/sites/BAPIMediaLibrary/Shared%20Documents/Datasheets/Remote_Sensors_Probes_NoPrice-v17.pdf | https://bapisensors.sharepoint.com/sites/BAPIMediaLibrary/Shared%20Documents/Instructions/20910_ins_Remote_Sensor_Passive.pdf
BA/10K2PP15BB4 | BA/10K-2-PP-15'-BB4 | STRAP-ON 10K-2 THMS REMOTE PROBE 15FT LEADS BAPI BOX 4 |  | https://bapisensors.sharepoint.com/sites/BAPIMediaLibrary/Shared%20Documents/Product%20Images/Remote_Sensor_BB4-1.png | https://bapisensors.sharepoint.com/sites/BAPIMediaLibrary/Shared%20Documents/Datasheets/Remote_Sensors_Probes_NoPrice-v17.pdf | https://bapisensors.sharepoint.com/sites/BAPIMediaLibrary/Shared%20Documents/Instructions/20910_ins_Remote_Sensor_Passive.pdf
BA/10K2RPP18WP | BA/10K-2-RPP-18"-WP | STRAP-ON 10K-2 THMS REMOTE PROBE 18IN LEADS ALUM BOX |  | https://bapisensors.sharepoint.com/sites/BAPIMediaLibrary/Shared%20Documents/Product%20Images/Remote_Probe_WP_300pix.png | https://bapisensors.sharepoint.com/sites/BAPIMediaLibrary/Shared%20Documents/Datasheets/Remote_Sensors_Probes_NoPrice-v17.pdf | https://bapisensors.sharepoint.com/sites/BAPIMediaLibrary/Shared%20Documents/Instructions/20910_ins_Remote_Sensor_Passive.pdf
BA/10K2PP18BB | BA/10K-2-PP-18"-BB | STRAP-ON 10K-2 THMS REMOTE PROBE 18IN LEADS BAPI BOX |  | https://bapisensors.sharepoint.com/sites/BAPIMediaLibrary/Shared%20Documents/Product%20Images/Remote_Sensor_BB_300pix.png | https://bapisensors.sharepoint.com/sites/BAPIMediaLibrary/Shared%20Documents/Datasheets/Remote_Sensors_Probes_NoPrice-v17.pdf | https://bapisensors.sharepoint.com/sites/BAPIMediaLibrary/Shared%20Documents/Instructions/20910_ins_Remote_Sensor_Passive.pdf
BA/10K2RPP18BB | BA/10K-2-RPP-18"-BB | STRAP-ON 10K-2 THMS REMOTE PROBE 18IN LEADS BAPI BOX |  | https://bapisensors.sharepoint.com/sites/BAPIMediaLibrary/Shared%20Documents/Product%20Images/Remote_Probe_BB_300pix.png | https://bapisensors.sharepoint.com/sites/BAPIMediaLibrary/Shared%20Documents/Datasheets/Remote_Sensors_Probes_NoPrice-v17.pdf | https://bapisensors.sharepoint.com/sites/BAPIMediaLibrary/Shared%20Documents/Instructions/20910_ins_Remote_Sensor_Passive.pdf
BA/10K2PP18BB2 | BA/10K-2-PP-18"-BB2 | STRAP-ON 10K-2 THMS REMOTE PROBE 18IN LEADS BAPI BOX 2 |  | https://bapisensors.sharepoint.com/sites/BAPIMediaLibrary/Shared%20Documents/Product%20Images/Remote_Sensor_BB2_300pix.png | https://bapisensors.sharepoint.com/sites/BAPIMediaLibrary/Shared%20Documents/Datasheets/Remote_Sensors_Probes_NoPrice-v17.pdf | https://bapisensors.sharepoint.com/sites/BAPIMediaLibrary/Shared%20Documents/Instructions/20910_ins_Remote_Sensor_Passive.pdf
BA/10K2RPP18BB2 | BA/10K-2-RPP-18"-BB2 | STRAP-ON 10K-2 THMS REMOTE PROBE 18IN LEADS BAPI BOX 2 |  | https://bapisensors.sharepoint.com/sites/BAPIMediaLibrary/Shared%20Documents/Product%20Images/Remote_BB2_Blue.png | https://bapisensors.sharepoint.com/sites/BAPIMediaLibrary/Shared%20Documents/Datasheets/Remote_Sensors_Probes_NoPrice-v17.pdf | https://bapisensors.sharepoint.com/sites/BAPIMediaLibrary/Shared%20Documents/Instructions/20910_ins_Remote_Sensor_Passive.pdf
BA/10K2PP18BB4 | BA/10K-2-PP-18"-BB4 | STRAP-ON 10K-2 THMS REMOTE PROBE 18IN LEADS BAPI BOX 4 |  | https://bapisensors.sharepoint.com/sites/BAPIMediaLibrary/Shared%20Documents/Product%20Images/Remote_Sensor_BB4-1.png | https://bapisensors.sharepoint.com/sites/BAPIMediaLibrary/Shared%20Documents/Datasheets/Remote_Sensors_Probes_NoPrice-v17.pdf | https://bapisensors.sharepoint.com/sites/BAPIMediaLibrary/Shared%20Documents/Instructions/20910_ins_Remote_Sensor_Passive.pdf
BA/10K2RPP18BB4 | BA/10K-2-RPP-18"-BB4 | STRAP-ON 10K-2 THMS REMOTE PROBE 18IN LEADS BAPI BOX 4 |  | https://bapisensors.sharepoint.com/sites/BAPIMediaLibrary/Shared%20Documents/Product%20Images/Remote_Probe_BB4_300pix.png | https://bapisensors.sharepoint.com/sites/BAPIMediaLibrary/Shared%20Documents/Datasheets/Remote_Sensors_Probes_NoPrice-v17.pdf | https://bapisensors.sharepoint.com/sites/BAPIMediaLibrary/Shared%20Documents/Instructions/20910_ins_Remote_Sensor_Passive.pdf
BA/10K2PP20 | BA/10K-2-PP-20' | STRAP-ON 10K-2 THMS REMOTE PROBE 20FT LEADS |  | https://bapisensors.sharepoint.com/sites/BAPIMediaLibrary/Shared%20Documents/Product%20Images/Remote_Probe_300pix.png | https://bapisensors.sharepoint.com/sites/BAPIMediaLibrary/Shared%20Documents/Datasheets/Remote_Sensors_Probes_NoPrice-v17.pdf | https://bapisensors.sharepoint.com/sites/BAPIMediaLibrary/Shared%20Documents/Instructions/20910_ins_Remote_Sensor_Passive.pdf
BA/10K2RPP20 | BA/10K-2-RPP-20' | STRAP-ON 10K-2 THMS REMOTE PROBE 20FT LEADS |  | https://bapisensors.sharepoint.com/sites/BAPIMediaLibrary/Shared%20Documents/Product%20Images/Remote_Probe_300pix.png | https://bapisensors.sharepoint.com/sites/BAPIMediaLibrary/Shared%20Documents/Datasheets/Remote_Sensors_Probes_NoPrice-v17.pdf | https://bapisensors.sharepoint.com/sites/BAPIMediaLibrary/Shared%20Documents/Instructions/20910_ins_Remote_Sensor_Passive.pdf
BA/10K2RPP20WP | BA/10K-2-RPP-20'-WP | STRAP-ON 10K-2 THMS REMOTE PROBE 20FT LEADS ALUM BOX |  | https://bapisensors.sharepoint.com/sites/BAPIMediaLibrary/Shared%20Documents/Product%20Images/Remote_Probe_WP_300pix.png | https://bapisensors.sharepoint.com/sites/BAPIMediaLibrary/Shared%20Documents/Datasheets/Remote_Sensors_Probes_NoPrice-v17.pdf | https://bapisensors.sharepoint.com/sites/BAPIMediaLibrary/Shared%20Documents/Instructions/20910_ins_Remote_Sensor_Passive.pdf
BA/10K2PP20BB | BA/10K-2-PP-20'-BB | STRAP-ON 10K-2 THMS REMOTE PROBE 20FT LEADS BAPI BOX |  | https://bapisensors.sharepoint.com/sites/BAPIMediaLibrary/Shared%20Documents/Product%20Images/Remote_Sensor_BB_300pix.png | https://bapisensors.sharepoint.com/sites/BAPIMediaLibrary/Shared%20Documents/Datasheets/Remote_Sensors_Probes_NoPrice-v17.pdf | https://bapisensors.sharepoint.com/sites/BAPIMediaLibrary/Shared%20Documents/Instructions/20910_ins_Remote_Sensor_Passive.pdf
BA/10K2RPP20BB | BA/10K-2-RPP-20'-BB | STRAP-ON 10K-2 THMS REMOTE PROBE 20FT LEADS BAPI BOX |  | https://bapisensors.sharepoint.com/sites/BAPIMediaLibrary/Shared%20Documents/Product%20Images/Remote_Probe_BB_300pix.png | https://bapisensors.sharepoint.com/sites/BAPIMediaLibrary/Shared%20Documents/Datasheets/Remote_Sensors_Probes_NoPrice-v17.pdf | https://bapisensors.sharepoint.com/sites/BAPIMediaLibrary/Shared%20Documents/Instructions/20910_ins_Remote_Sensor_Passive.pdf
BA/10K2RPP25 | BA/10K-2-RPP-25' | STRAP-ON 10K-2 THMS REMOTE PROBE 25FT LEADS |  | https://bapisensors.sharepoint.com/sites/BAPIMediaLibrary/Shared%20Documents/Product%20Images/Remote_Probe_300pix.png | https://bapisensors.sharepoint.com/sites/BAPIMediaLibrary/Shared%20Documents/Datasheets/Remote_Sensors_Probes_NoPrice-v17.pdf | https://bapisensors.sharepoint.com/sites/BAPIMediaLibrary/Shared%20Documents/Instructions/20910_ins_Remote_Sensor_Passive.pdf
BA/10K2RPP25WP | BA/10K-2-RPP-25'-WP | STRAP-ON 10K-2 THMS REMOTE PROBE 25FT LEADS ALUM BOX |  | https://bapisensors.sharepoint.com/sites/BAPIMediaLibrary/Shared%20Documents/Product%20Images/Remote_Probe_WP_300pix.png | https://bapisensors.sharepoint.com/sites/BAPIMediaLibrary/Shared%20Documents/Datasheets/Remote_Sensors_Probes_NoPrice-v17.pdf | https://bapisensors.sharepoint.com/sites/BAPIMediaLibrary/Shared%20Documents/Instructions/20910_ins_Remote_Sensor_Passive.pdf
BA/10K2PP25BB | BA/10K-2-PP-25'-BB | STRAP-ON 10K-2 THMS REMOTE PROBE 25FT LEADS BAPI BOX |  | https://bapisensors.sharepoint.com/sites/BAPIMediaLibrary/Shared%20Documents/Product%20Images/Remote_Sensor_BB_300pix.png | https://bapisensors.sharepoint.com/sites/BAPIMediaLibrary/Shared%20Documents/Datasheets/Remote_Sensors_Probes_NoPrice-v17.pdf | https://bapisensors.sharepoint.com/sites/BAPIMediaLibrary/Shared%20Documents/Instructions/20910_ins_Remote_Sensor_Passive.pdf
BA/10K2RPP25BB | BA/10K-2-RPP-25'-BB | STRAP-ON 10K-2 THMS REMOTE PROBE 25FT LEADS BAPI BOX |  | https://bapisensors.sharepoint.com/sites/BAPIMediaLibrary/Shared%20Documents/Product%20Images/Remote_Probe_BB_300pix.png | https://bapisensors.sharepoint.com/sites/BAPIMediaLibrary/Shared%20Documents/Datasheets/Remote_Sensors_Probes_NoPrice-v17.pdf | https://bapisensors.sharepoint.com/sites/BAPIMediaLibrary/Shared%20Documents/Instructions/20910_ins_Remote_Sensor_Passive.pdf
BA/10K2PP25BB4 | BA/10K-2-PP-25'-BB4 | STRAP-ON 10K-2 THMS REMOTE PROBE 25FT LEADS BAPI BOX 4 |  | https://bapisensors.sharepoint.com/sites/BAPIMediaLibrary/Shared%20Documents/Product%20Images/Remote_Sensor_BB4-1.png | https://bapisensors.sharepoint.com/sites/BAPIMediaLibrary/Shared%20Documents/Datasheets/Remote_Sensors_Probes_NoPrice-v17.pdf | https://bapisensors.sharepoint.com/sites/BAPIMediaLibrary/Shared%20Documents/Instructions/20910_ins_Remote_Sensor_Passive.pdf
BA/10K2RPP25BB4 | BA/10K-2-RPP-25'-BB4 | STRAP-ON 10K-2 THMS REMOTE PROBE 25FT LEADS BAPI BOX 4 |  | https://bapisensors.sharepoint.com/sites/BAPIMediaLibrary/Shared%20Documents/Product%20Images/Remote_Probe_BB4_300pix.png | https://bapisensors.sharepoint.com/sites/BAPIMediaLibrary/Shared%20Documents/Datasheets/Remote_Sensors_Probes_NoPrice-v17.pdf | https://bapisensors.sharepoint.com/sites/BAPIMediaLibrary/Shared%20Documents/Instructions/20910_ins_Remote_Sensor_Passive.pdf
BA/10K2XPPP25 | BA/10K-2[XP]-PP-25' | STRAP-ON 10K-2 THMS REMOTE PROBE 25FT LEADS HI ACCY |  | https://bapisensors.sharepoint.com/sites/BAPIMediaLibrary/Shared%20Documents/Product%20Images/Remote_Sensor_Only.png | https://bapisensors.sharepoint.com/sites/BAPIMediaLibrary/Shared%20Documents/Datasheets/Remote_Sensors_Probes_NoPrice-v17.pdf | https://bapisensors.sharepoint.com/sites/BAPIMediaLibrary/Shared%20Documents/Instructions/20910_ins_Remote_Sensor_Passive.pdf
BA/10K2PPFEP25 | BA/10K-2-PP-FEP-25' | STRAP-ON 10K-2 THMS REMOTE PROBE 25FT TEFLON LEADS |  | https://bapisensors.sharepoint.com/sites/BAPIMediaLibrary/Shared%20Documents/Product%20Images/Remote_Probe_300pix.png | https://bapisensors.sharepoint.com/sites/BAPIMediaLibrary/Shared%20Documents/Datasheets/Remote_Sensors_Probes_NoPrice-v17.pdf | https://bapisensors.sharepoint.com/sites/BAPIMediaLibrary/Shared%20Documents/Instructions/20910_ins_Remote_Sensor_Passive.pdf
BA/10K2RPP2 | BA/10K-2-RPP-2' | STRAP-ON 10K-2 THMS REMOTE PROBE 2FT LEADS |  | https://bapisensors.sharepoint.com/sites/BAPIMediaLibrary/Shared%20Documents/Product%20Images/Remote_Probe_300pix.png | https://bapisensors.sharepoint.com/sites/BAPIMediaLibrary/Shared%20Documents/Datasheets/Remote_Sensors_Probes_NoPrice-v17.pdf | https://bapisensors.sharepoint.com/sites/BAPIMediaLibrary/Shared%20Documents/Instructions/20910_ins_Remote_Sensor_Passive.pdf
BA/10K2PP2 | BA/10K-2-PP-2" | STRAP-ON 10K-2 THMS REMOTE PROBE 2IN LEADS |  | https://bapisensors.sharepoint.com/sites/BAPIMediaLibrary/Shared%20Documents/Product%20Images/Remote_Sensor_Only.png | https://bapisensors.sharepoint.com/sites/BAPIMediaLibrary/Shared%20Documents/Datasheets/Remote_Sensors_Probes_NoPrice-v17.pdf | https://bapisensors.sharepoint.com/sites/BAPIMediaLibrary/Shared%20Documents/Instructions/20910_ins_Remote_Sensor_Passive.pdf
BA/10K2PP300 | BA/10K-2-PP-300' | STRAP-ON 10K-2 THMS REMOTE PROBE 300FT LEADS |  | https://bapisensors.sharepoint.com/sites/BAPIMediaLibrary/Shared%20Documents/Product%20Images/Remote_Sensor_Only.png | https://bapisensors.sharepoint.com/sites/BAPIMediaLibrary/Shared%20Documents/Datasheets/Remote_Sensors_Probes_NoPrice-v17.pdf | https://bapisensors.sharepoint.com/sites/BAPIMediaLibrary/Shared%20Documents/Instructions/20910_ins_Remote_Sensor_Passive.pdf
BA/10K2RPP36 | BA/10K-2-RPP-36" | STRAP-ON 10K-2 THMS REMOTE PROBE 36IN LEADS |  | https://bapisensors.sharepoint.com/sites/BAPIMediaLibrary/Shared%20Documents/Product%20Images/Remote_Probe_300pix.png | https://bapisensors.sharepoint.com/sites/BAPIMediaLibrary/Shared%20Documents/Datasheets/Remote_Sensors_Probes_NoPrice-v17.pdf | https://bapisensors.sharepoint.com/sites/BAPIMediaLibrary/Shared%20Documents/Instructions/20910_ins_Remote_Sensor_Passive.pdf
BA/10K2PP3 | BA/10K-2-PP-3' | STRAP-ON 10K-2 THMS REMOTE PROBE 3FT LEADS |  | https://bapisensors.sharepoint.com/sites/BAPIMediaLibrary/Shared%20Documents/Product%20Images/Remote_Sensor_Only.png | https://bapisensors.sharepoint.com/sites/BAPIMediaLibrary/Shared%20Documents/Datasheets/Remote_Sensors_Probes_NoPrice-v17.pdf | https://bapisensors.sharepoint.com/sites/BAPIMediaLibrary/Shared%20Documents/Instructions/20910_ins_Remote_Sensor_Passive.pdf
BA/10K2PP40 | BA/10K-2-PP-40' | STRAP-ON 10K-2 THMS REMOTE PROBE 40FT LEADS |  | https://bapisensors.sharepoint.com/sites/BAPIMediaLibrary/Shared%20Documents/Product%20Images/Remote_Sensor_Only.png | https://bapisensors.sharepoint.com/sites/BAPIMediaLibrary/Shared%20Documents/Datasheets/Remote_Sensors_Probes_NoPrice-v17.pdf | https://bapisensors.sharepoint.com/sites/BAPIMediaLibrary/Shared%20Documents/Instructions/20910_ins_Remote_Sensor_Passive.pdf
BA/10K2RPP40 | BA/10K-2-RPP-40' | STRAP-ON 10K-2 THMS REMOTE PROBE 40FT LEADS |  | https://bapisensors.sharepoint.com/sites/BAPIMediaLibrary/Shared%20Documents/Product%20Images/Remote_Probe_300pix.png | https://bapisensors.sharepoint.com/sites/BAPIMediaLibrary/Shared%20Documents/Datasheets/Remote_Sensors_Probes_NoPrice-v17.pdf | https://bapisensors.sharepoint.com/sites/BAPIMediaLibrary/Shared%20Documents/Instructions/20910_ins_Remote_Sensor_Passive.pdf
BA/10K2RPP4 | BA/10K-2-RPP-4' | STRAP-ON 10K-2 THMS REMOTE PROBE 4FT LEADS |  | https://bapisensors.sharepoint.com/sites/BAPIMediaLibrary/Shared%20Documents/Product%20Images/Remote_Probe_300pix.png | https://bapisensors.sharepoint.com/sites/BAPIMediaLibrary/Shared%20Documents/Datasheets/Remote_Sensors_Probes_NoPrice-v17.pdf | https://bapisensors.sharepoint.com/sites/BAPIMediaLibrary/Shared%20Documents/Instructions/20910_ins_Remote_Sensor_Passive.pdf
BA/10K2PP50 | BA/10K-2-PP-50' | STRAP-ON 10K-2 THMS REMOTE PROBE 50FT LEADS |  | https://bapisensors.sharepoint.com/sites/BAPIMediaLibrary/Shared%20Documents/Product%20Images/Remote_Sensor_Only.png | https://bapisensors.sharepoint.com/sites/BAPIMediaLibrary/Shared%20Documents/Datasheets/Remote_Sensors_Probes_NoPrice-v17.pdf | https://bapisensors.sharepoint.com/sites/BAPIMediaLibrary/Shared%20Documents/Instructions/20910_ins_Remote_Sensor_Passive.pdf
BA/10K2PP5 | BA/10K-2-PP-5' | STRAP-ON 10K-2 THMS REMOTE PROBE 5FT LEADS |  | https://bapisensors.sharepoint.com/sites/BAPIMediaLibrary/Shared%20Documents/Product%20Images/Remote_Sensor_Only.png | https://bapisensors.sharepoint.com/sites/BAPIMediaLibrary/Shared%20Documents/Datasheets/Remote_Sensors_Probes_NoPrice-v17.pdf | https://bapisensors.sharepoint.com/sites/BAPIMediaLibrary/Shared%20Documents/Instructions/20910_ins_Remote_Sensor_Passive.pdf
BA/10K2PP5BB | BA/10K-2-PP-5'-BB | STRAP-ON 10K-2 THMS REMOTE PROBE 5FT LEADS BAPI BOX |  | https://bapisensors.sharepoint.com/sites/BAPIMediaLibrary/Shared%20Documents/Product%20Images/Remote_Sensor_BB_300pix.png | https://bapisensors.sharepoint.com/sites/BAPIMediaLibrary/Shared%20Documents/Datasheets/Remote_Sensors_Probes_NoPrice-v17.pdf | https://bapisensors.sharepoint.com/sites/BAPIMediaLibrary/Shared%20Documents/Instructions/20910_ins_Remote_Sensor_Passive.pdf
BA/10K2RPP5BB | BA/10K-2-RPP-5'-BB | STRAP-ON 10K-2 THMS REMOTE PROBE 5FT LEADS BAPI BOX |  | https://bapisensors.sharepoint.com/sites/BAPIMediaLibrary/Shared%20Documents/Product%20Images/Remote_Probe_BB_300pix.png | https://bapisensors.sharepoint.com/sites/BAPIMediaLibrary/Shared%20Documents/Datasheets/Remote_Sensors_Probes_NoPrice-v17.pdf | https://bapisensors.sharepoint.com/sites/BAPIMediaLibrary/Shared%20Documents/Instructions/20910_ins_Remote_Sensor_Passive.pdf
BA/10K2PP5BB2 | BA/10K-2-PP-5'-BB2 | STRAP-ON 10K-2 THMS REMOTE PROBE 5FT LEADS BAPI BOX 2 |  | https://bapisensors.sharepoint.com/sites/BAPIMediaLibrary/Shared%20Documents/Product%20Images/Remote_Sensor_BB2_300pix.png | https://bapisensors.sharepoint.com/sites/BAPIMediaLibrary/Shared%20Documents/Datasheets/Remote_Sensors_Probes_NoPrice-v17.pdf | https://bapisensors.sharepoint.com/sites/BAPIMediaLibrary/Shared%20Documents/Instructions/20910_ins_Remote_Sensor_Passive.pdf
BA/10K2RPP5BB2 | BA/10K-2-RPP-5'-BB2 | STRAP-ON 10K-2 THMS REMOTE PROBE 5FT LEADS BAPI BOX 2 |  | https://bapisensors.sharepoint.com/sites/BAPIMediaLibrary/Shared%20Documents/Product%20Images/Remote_BB2_Blue.png | https://bapisensors.sharepoint.com/sites/BAPIMediaLibrary/Shared%20Documents/Datasheets/Remote_Sensors_Probes_NoPrice-v17.pdf | https://bapisensors.sharepoint.com/sites/BAPIMediaLibrary/Shared%20Documents/Instructions/20910_ins_Remote_Sensor_Passive.pdf
BA/10K2PP5BB4 | BA/10K-2-PP-5'-BB4 | STRAP-ON 10K-2 THMS REMOTE PROBE 5FT LEADS BAPI BOX 4 |  | https://bapisensors.sharepoint.com/sites/BAPIMediaLibrary/Shared%20Documents/Product%20Images/Remote_Sensor_BB4-1.png | https://bapisensors.sharepoint.com/sites/BAPIMediaLibrary/Shared%20Documents/Datasheets/Remote_Sensors_Probes_NoPrice-v17.pdf | https://bapisensors.sharepoint.com/sites/BAPIMediaLibrary/Shared%20Documents/Instructions/20910_ins_Remote_Sensor_Passive.pdf
BA/10K2RPP5BB4 | BA/10K-2-RPP-5'-BB4 | STRAP-ON 10K-2 THMS REMOTE PROBE 5FT LEADS BAPI BOX 4 |  | https://bapisensors.sharepoint.com/sites/BAPIMediaLibrary/Shared%20Documents/Product%20Images/Remote_Probe_BB4_300pix.png | https://bapisensors.sharepoint.com/sites/BAPIMediaLibrary/Shared%20Documents/Datasheets/Remote_Sensors_Probes_NoPrice-v17.pdf | https://bapisensors.sharepoint.com/sites/BAPIMediaLibrary/Shared%20Documents/Instructions/20910_ins_Remote_Sensor_Passive.pdf
BA/10K2XPRPP5 | BA/10K-2[XP]-RPP-5' | STRAP-ON 10K-2 THMS REMOTE PROBE 5FT LEADS HI ACCY |  | https://bapisensors.sharepoint.com/sites/BAPIMediaLibrary/Shared%20Documents/Product%20Images/Remote_Probe_300pix.png | https://bapisensors.sharepoint.com/sites/BAPIMediaLibrary/Shared%20Documents/Datasheets/Remote_Sensors_Probes_NoPrice-v17.pdf | https://bapisensors.sharepoint.com/sites/BAPIMediaLibrary/Shared%20Documents/Instructions/20910_ins_Remote_Sensor_Passive.pdf
BA/10K2PP6 | BA/10K-2-PP-6" | STRAP-ON 10K-2 THMS REMOTE PROBE 6IN LEADS |  | https://bapisensors.sharepoint.com/sites/BAPIMediaLibrary/Shared%20Documents/Product%20Images/Remote_Sensor_Only.png | https://bapisensors.sharepoint.com/sites/BAPIMediaLibrary/Shared%20Documents/Datasheets/Remote_Sensors_Probes_NoPrice-v17.pdf | https://bapisensors.sharepoint.com/sites/BAPIMediaLibrary/Shared%20Documents/Instructions/20910_ins_Remote_Sensor_Passive.pdf
BA/10K2RPP6 | BA/10K-2-RPP-6" | STRAP-ON 10K-2 THMS REMOTE PROBE 6IN LEADS |  | https://bapisensors.sharepoint.com/sites/BAPIMediaLibrary/Shared%20Documents/Product%20Images/Remote_Probe_300pix.png | https://bapisensors.sharepoint.com/sites/BAPIMediaLibrary/Shared%20Documents/Datasheets/Remote_Sensors_Probes_NoPrice-v17.pdf | https://bapisensors.sharepoint.com/sites/BAPIMediaLibrary/Shared%20Documents/Instructions/20910_ins_Remote_Sensor_Passive.pdf
BA/10K2PP6BB | BA/10K-2-PP-6"-BB | STRAP-ON 10K-2 THMS REMOTE PROBE 6IN LEADS BAPI BOX |  | https://bapisensors.sharepoint.com/sites/BAPIMediaLibrary/Shared%20Documents/Product%20Images/Remote_Sensor_BB_300pix.png | https://bapisensors.sharepoint.com/sites/BAPIMediaLibrary/Shared%20Documents/Datasheets/Remote_Sensors_Probes_NoPrice-v17.pdf | https://bapisensors.sharepoint.com/sites/BAPIMediaLibrary/Shared%20Documents/Instructions/20910_ins_Remote_Sensor_Passive.pdf
BA/10K2RPP6BB | BA/10K-2-RPP-6"-BB | STRAP-ON 10K-2 THMS REMOTE PROBE 6IN LEADS BAPI BOX |  | https://bapisensors.sharepoint.com/sites/BAPIMediaLibrary/Shared%20Documents/Product%20Images/Remote_Probe_300pix.png | https://bapisensors.sharepoint.com/sites/BAPIMediaLibrary/Shared%20Documents/Datasheets/Remote_Sensors_Probes_NoPrice-v17.pdf | https://bapisensors.sharepoint.com/sites/BAPIMediaLibrary/Shared%20Documents/Instructions/20910_ins_Remote_Sensor_Passive.pdf
BA/10K2RPP6BB2 | BA/10K-2-RPP-6"-BB2 | STRAP-ON 10K-2 THMS REMOTE PROBE 6IN LEADS BAPI BOX 2 |  | https://bapisensors.sharepoint.com/sites/BAPIMediaLibrary/Shared%20Documents/Product%20Images/Remote_Probe_300pix.png | https://bapisensors.sharepoint.com/sites/BAPIMediaLibrary/Shared%20Documents/Datasheets/Remote_Sensors_Probes_NoPrice-v17.pdf | https://bapisensors.sharepoint.com/sites/BAPIMediaLibrary/Shared%20Documents/Instructions/20910_ins_Remote_Sensor_Passive.pdf
BA/10K2XPPP6 | BA/10K-2[XP]-PP-6" | STRAP-ON 10K-2 THMS REMOTE PROBE 6IN LEADS HI ACCY |  | https://bapisensors.sharepoint.com/sites/BAPIMediaLibrary/Shared%20Documents/Product%20Images/Remote_Sensor_Only.png | https://bapisensors.sharepoint.com/sites/BAPIMediaLibrary/Shared%20Documents/Datasheets/Remote_Sensors_Probes_NoPrice-v17.pdf | https://bapisensors.sharepoint.com/sites/BAPIMediaLibrary/Shared%20Documents/Instructions/20910_ins_Remote_Sensor_Passive.pdf
BA/10K2RPP75 | BA/10K-2-RPP-75' | STRAP-ON 10K-2 THMS REMOTE PROBE 75FT LEADS |  | https://bapisensors.sharepoint.com/sites/BAPIMediaLibrary/Shared%20Documents/Product%20Images/Remote_Probe_300pix.png | https://bapisensors.sharepoint.com/sites/BAPIMediaLibrary/Shared%20Documents/Datasheets/Remote_Sensors_Probes_NoPrice-v17.pdf | https://bapisensors.sharepoint.com/sites/BAPIMediaLibrary/Shared%20Documents/Instructions/20910_ins_Remote_Sensor_Passive.pdf
BA/10K2-STP-BB2 | BA/10K2-STP-BB2 | STRAP-ON 10K-2 THMS SPRING BAPI BOX 2 |  | https://bapisensors.sharepoint.com/sites/BAPIMediaLibrary/Shared%20Documents/Product%20Images/SpringLoaded_BB2.png | https://bapisensors.sharepoint.com/sites/BAPIMediaLibrary/Shared%20Documents/Datasheets/StrapUnits_temp_NoPrice-v17.pdf | https://bapisensors.sharepoint.com/sites/BAPIMediaLibrary/Shared%20Documents/Instructions/20911_ins_Strap_On_Passive.pdf
BA/10K2XPSTPBB2 | BA/10K-2[XP]-STP-BB2 | STRAP-ON 10K-2 THMS SPRING BAPI BOX 2 HI ACCY |  | https://bapisensors.sharepoint.com/sites/BAPIMediaLibrary/Shared%20Documents/Product%20Images/SpringLoaded_BB2.png | https://bapisensors.sharepoint.com/sites/BAPIMediaLibrary/Shared%20Documents/Datasheets/StrapUnits_temp_NoPrice-v17.pdf | https://bapisensors.sharepoint.com/sites/BAPIMediaLibrary/Shared%20Documents/Instructions/20911_ins_Strap_On_Passive.pdf
BA/10K2STPBB2TS | BA/10K-2-STP-BB2-TS | STRAP-ON 10K-2 THMS SPRING BAPI BOX 2 TERMINAL |  | https://bapisensors.sharepoint.com/sites/BAPIMediaLibrary/Shared%20Documents/Product%20Images/SpringLoaded_BB2.png | https://bapisensors.sharepoint.com/sites/BAPIMediaLibrary/Shared%20Documents/Datasheets/StrapUnits_temp_NoPrice-v17.pdf | https://bapisensors.sharepoint.com/sites/BAPIMediaLibrary/Shared%20Documents/Instructions/20911_ins_Strap_On_Passive.pdf
BA/10K2-STP-BB4 | BA/10K2-STP-BB4 | STRAP-ON 10K-2 THMS SPRING BAPI BOX 4 |  | https://bapisensors.sharepoint.com/sites/BAPIMediaLibrary/Shared%20Documents/Product%20Images/SpringLoaded_BB4.png | https://bapisensors.sharepoint.com/sites/BAPIMediaLibrary/Shared%20Documents/Datasheets/StrapUnits_temp_NoPrice-v17.pdf | https://bapisensors.sharepoint.com/sites/BAPIMediaLibrary/Shared%20Documents/Instructions/20911_ins_Strap_On_Passive.pdf
BA/10K2-STP-JB | BA/10K2-STP-JB | STRAP-ON 10K-2 THMS SPRING HANDIBOX |  | https://bapisensors.sharepoint.com/sites/BAPIMediaLibrary/Shared%20Documents/Product%20Images/Strap_JB_300pix.png | https://bapisensors.sharepoint.com/sites/BAPIMediaLibrary/Shared%20Documents/Datasheets/StrapUnits_temp_NoPrice-v17.pdf | https://bapisensors.sharepoint.com/sites/BAPIMediaLibrary/Shared%20Documents/Instructions/20911_ins_Strap_On_Passive.pdf
BA/10K2XPSTPJB | BA/10K-2[XP]-STP-JB | STRAP-ON 10K-2 THMS SPRING HANDIBOX HI ACCY |  | https://bapisensors.sharepoint.com/sites/BAPIMediaLibrary/Shared%20Documents/Product%20Images/Strap_JB_300pix.png | https://bapisensors.sharepoint.com/sites/BAPIMediaLibrary/Shared%20Documents/Datasheets/StrapUnits_temp_NoPrice-v17.pdf | https://bapisensors.sharepoint.com/sites/BAPIMediaLibrary/Shared%20Documents/Instructions/20911_ins_Strap_On_Passive.pdf
BA/10K311KSBB | BA/10K-3[11K]-S-BB | STRAP-ON 10K-3 11K THMS CLAMP ON BAPI BOX |  | https://bapisensors.sharepoint.com/sites/BAPIMediaLibrary/Shared%20Documents/Product%20Images/ClampOn_BB.png | https://bapisensors.sharepoint.com/sites/BAPIMediaLibrary/Shared%20Documents/Datasheets/StrapUnits_temp_NoPrice-v17.pdf | https://bapisensors.sharepoint.com/sites/BAPIMediaLibrary/Shared%20Documents/Instructions/20911_ins_Strap_On_Passive.pdf
BA/10K311KSBB2 | BA/10K-3[11K]-S-BB2 | STRAP-ON 10K-3 11K THMS CLAMP ON BAPI BOX 2 |  | https://bapisensors.sharepoint.com/sites/BAPIMediaLibrary/Shared%20Documents/Product%20Images/Clamp_BB2_300pix.png | https://bapisensors.sharepoint.com/sites/BAPIMediaLibrary/Shared%20Documents/Datasheets/StrapUnits_temp_NoPrice-v17.pdf | https://bapisensors.sharepoint.com/sites/BAPIMediaLibrary/Shared%20Documents/Instructions/20911_ins_Strap_On_Passive.pdf
BA/10K3-S-BB | BA/10K3-S-BB | STRAP-ON 10K-3 CLAMP ON BAPI BOX |  | https://bapisensors.sharepoint.com/sites/BAPIMediaLibrary/Shared%20Documents/Product%20Images/ClampOn_BB.png | https://bapisensors.sharepoint.com/sites/BAPIMediaLibrary/Shared%20Documents/Datasheets/StrapUnits_temp_NoPrice-v17.pdf | https://bapisensors.sharepoint.com/sites/BAPIMediaLibrary/Shared%20Documents/Instructions/20911_ins_Strap_On_Passive.pdf
BA/10K3-S-BB2 | BA/10K3-S-BB2 | STRAP-ON 10K-3 CLAMP ON BAPI BOX 2 |  | https://bapisensors.sharepoint.com/sites/BAPIMediaLibrary/Shared%20Documents/Product%20Images/Clamp_BB2_300pix.png | https://bapisensors.sharepoint.com/sites/BAPIMediaLibrary/Shared%20Documents/Datasheets/StrapUnits_temp_NoPrice-v17.pdf | https://bapisensors.sharepoint.com/sites/BAPIMediaLibrary/Shared%20Documents/Instructions/20911_ins_Strap_On_Passive.pdf
BA/10K3-S-BB4 | BA/10K3-S-BB4 | STRAP-ON 10K-3 CLAMP ON BAPI BOX 4 |  | https://bapisensors.sharepoint.com/sites/BAPIMediaLibrary/Shared%20Documents/Product%20Images/Clamp_BB4.png | https://bapisensors.sharepoint.com/sites/BAPIMediaLibrary/Shared%20Documents/Datasheets/StrapUnits_temp_NoPrice-v17.pdf | https://bapisensors.sharepoint.com/sites/BAPIMediaLibrary/Shared%20Documents/Instructions/20911_ins_Strap_On_Passive.pdf
BA/10K3-S-JB | BA/10K3-S-JB | STRAP-ON 10K-3 CLAMP ON HANDIBOX |  | https://bapisensors.sharepoint.com/sites/BAPIMediaLibrary/Shared%20Documents/Product%20Images/Clamp_JBox_300pix.png | https://bapisensors.sharepoint.com/sites/BAPIMediaLibrary/Shared%20Documents/Datasheets/StrapUnits_temp_NoPrice-v17.pdf | https://bapisensors.sharepoint.com/sites/BAPIMediaLibrary/Shared%20Documents/Instructions/20911_ins_Strap_On_Passive.pdf
BA/10K3RPP5 | BA/10K-3-RPP-5' | STRAP-ON 10K-3 REMOTE PROBE 5FT LEADS |  | https://bapisensors.sharepoint.com/sites/BAPIMediaLibrary/Shared%20Documents/Product%20Images/Remote_Probe_300pix.png | https://bapisensors.sharepoint.com/sites/BAPIMediaLibrary/Shared%20Documents/Datasheets/Remote_Sensors_Probes_NoPrice-v17.pdf | https://bapisensors.sharepoint.com/sites/BAPIMediaLibrary/Shared%20Documents/Instructions/20910_ins_Remote_Sensor_Passive.pdf
BA/10K-3-RPP-10 | BA/10K-3-RPP-10' | STRAP-ON 10K-3 REMOTE PROBE10FT LEADS |  | https://bapisensors.sharepoint.com/sites/BAPIMediaLibrary/Shared%20Documents/Product%20Images/Remote_Probe_300pix.png | https://bapisensors.sharepoint.com/sites/BAPIMediaLibrary/Shared%20Documents/Datasheets/Remote_Sensors_Probes_NoPrice-v17.pdf | https://bapisensors.sharepoint.com/sites/BAPIMediaLibrary/Shared%20Documents/Instructions/20910_ins_Remote_Sensor_Passive.pdf
BA/10K-3-PP-20 | BA/10K-3-PP-20' | STRAP-ON 10K-3 REMOTE SENSOR 20FT LEADS |  | https://bapisensors.sharepoint.com/sites/BAPIMediaLibrary/Shared%20Documents/Product%20Images/Remote_Sensor_Only.png | https://bapisensors.sharepoint.com/sites/BAPIMediaLibrary/Shared%20Documents/Datasheets/Remote_Sensors_Probes_NoPrice-v17.pdf | https://bapisensors.sharepoint.com/sites/BAPIMediaLibrary/Shared%20Documents/Instructions/20910_ins_Remote_Sensor_Passive.pdf
BA/10K-3-PP-25 | BA/10K-3-PP-25' | STRAP-ON 10K-3 REMOTE SENSOR 25FT LEADS |  | https://bapisensors.sharepoint.com/sites/BAPIMediaLibrary/Shared%20Documents/Product%20Images/Remote_Sensor_Only.png | https://bapisensors.sharepoint.com/sites/BAPIMediaLibrary/Shared%20Documents/Datasheets/Remote_Sensors_Probes_NoPrice-v17.pdf | https://bapisensors.sharepoint.com/sites/BAPIMediaLibrary/Shared%20Documents/Instructions/20910_ins_Remote_Sensor_Passive.pdf
BA/10K311KPP25 | BA/10K-3[11K]-PP-25' | STRAPON 10K-3 THMS 11K SHNT REMOTE PROBE 25FT LEAD |  | https://bapisensors.sharepoint.com/sites/BAPIMediaLibrary/Shared%20Documents/Product%20Images/Remote_Sensor_Only.png | https://bapisensors.sharepoint.com/sites/BAPIMediaLibrary/Shared%20Documents/Datasheets/Remote_Sensors_Probes_NoPrice-v17.pdf | https://bapisensors.sharepoint.com/sites/BAPIMediaLibrary/Shared%20Documents/Instructions/20910_ins_Remote_Sensor_Passive.pdf
BA/10K311KPP18B | BA/10K-3[11K]-PP-18"-BB | STRAP-ON 10K-3 THMS 11K SHUNT REMOTE 18IN BAPI BOX |  | https://bapisensors.sharepoint.com/sites/BAPIMediaLibrary/Shared%20Documents/Product%20Images/Remote_Sensor_BB_300pix.png | https://bapisensors.sharepoint.com/sites/BAPIMediaLibrary/Shared%20Documents/Datasheets/Remote_Sensors_Probes_NoPrice-v17.pdf | https://bapisensors.sharepoint.com/sites/BAPIMediaLibrary/Shared%20Documents/Instructions/20910_ins_Remote_Sensor_Passive.pdf
BA/10K311KRP210 | BA/10K-3[11K]-RPFEP2-10' | STRAP-ON 10K-3 THMS 11K SHUNT REMOTE PROBE 10FT LEAD |  | https://bapisensors.sharepoint.com/sites/BAPIMediaLibrary/Shared%20Documents/Product%20Images/Remote_Probe_300pix.png | https://bapisensors.sharepoint.com/sites/BAPIMediaLibrary/Shared%20Documents/Datasheets/Remote_Sensors_Probes_NoPrice-v17.pdf | https://bapisensors.sharepoint.com/sites/BAPIMediaLibrary/Shared%20Documents/Instructions/20910_ins_Remote_Sensor_Passive.pdf
BA/10K311KRPP10 | BA/10K-3[11K]-RPP-10' | STRAP-ON 10K-3 THMS 11K SHUNT REMOTE PROBE 10FT LEAD |  | https://bapisensors.sharepoint.com/sites/BAPIMediaLibrary/Shared%20Documents/Product%20Images/Remote_Probe_300pix.png | https://bapisensors.sharepoint.com/sites/BAPIMediaLibrary/Shared%20Documents/Datasheets/Remote_Sensors_Probes_NoPrice-v17.pdf | https://bapisensors.sharepoint.com/sites/BAPIMediaLibrary/Shared%20Documents/Instructions/20910_ins_Remote_Sensor_Passive.pdf
BA/10K311KRPP20 | BA/10K-3[11K]-RPP-20' | STRAP-ON 10K-3 THMS 11K SHUNT REMOTE PROBE 20FT LEAD |  | https://bapisensors.sharepoint.com/sites/BAPIMediaLibrary/Shared%20Documents/Product%20Images/Remote_Probe_300pix.png | https://bapisensors.sharepoint.com/sites/BAPIMediaLibrary/Shared%20Documents/Datasheets/Remote_Sensors_Probes_NoPrice-v17.pdf | https://bapisensors.sharepoint.com/sites/BAPIMediaLibrary/Shared%20Documents/Instructions/20910_ins_Remote_Sensor_Passive.pdf
BA/10K311KRPP25 | BA/10K-3[11K]-RPP-25' | STRAP-ON 10K-3 THMS 11K SHUNT REMOTE PROBE 25FT LEAD |  | https://bapisensors.sharepoint.com/sites/BAPIMediaLibrary/Shared%20Documents/Product%20Images/Remote_Probe_300pix.png | https://bapisensors.sharepoint.com/sites/BAPIMediaLibrary/Shared%20Documents/Datasheets/Remote_Sensors_Probes_NoPrice-v17.pdf | https://bapisensors.sharepoint.com/sites/BAPIMediaLibrary/Shared%20Documents/Instructions/20910_ins_Remote_Sensor_Passive.pdf
BA/10K311KP6.5T | BA/10K-3[11K]-P-6.5"-TFE | STRAP-ON 10K-3 THMS 11K SHUNT REPLACEMENT PROBE 6.5IN |  | https://bapisensors.sharepoint.com/sites/BAPIMediaLibrary/Shared%20Documents/Product%20Images/Remote_Probe_300pix.png | https://bapisensors.sharepoint.com/sites/BAPIMediaLibrary/Shared%20Documents/Datasheets/Replacement_Probes_NoPrice-v17.pdf | https://bapisensors.sharepoint.com/sites/BAPIMediaLibrary/Shared%20Documents/Instructions/20912_ins_Repl_Probe_Passive.pdf
BA/10K3SBB2TS | BA/10K-3-S-BB2-TS | STRAP-ON 10K3 THMS CLAMP ON BAPI BOX 2 TERMINAL |  | https://bapisensors.sharepoint.com/sites/BAPIMediaLibrary/Shared%20Documents/Product%20Images/Clamp_BB2_300pix.png | https://bapisensors.sharepoint.com/sites/BAPIMediaLibrary/Shared%20Documents/Datasheets/StrapUnits_temp_NoPrice-v17.pdf | https://bapisensors.sharepoint.com/sites/BAPIMediaLibrary/Shared%20Documents/Instructions/20911_ins_Strap_On_Passive.pdf
BA/10K3SBBTS | BA/10K-3-S-BB-TS | STRAP-ON 10K3 THMS CLAMP ON BAPI BOX TERMINAL |  | https://bapisensors.sharepoint.com/sites/BAPIMediaLibrary/Shared%20Documents/Product%20Images/ClampOn_BB.png | https://bapisensors.sharepoint.com/sites/BAPIMediaLibrary/Shared%20Documents/Datasheets/StrapUnits_temp_NoPrice-v17.pdf | https://bapisensors.sharepoint.com/sites/BAPIMediaLibrary/Shared%20Documents/Instructions/20911_ins_Strap_On_Passive.pdf
BA/10K3XPSJB | BA/10K-3[XP]-S-JB | STRAP-ON 10K3 THMS CLAMP ON HANDIBOX HI ACCY |  | https://bapisensors.sharepoint.com/sites/BAPIMediaLibrary/Shared%20Documents/Product%20Images/Clamp_JBox_300pix.png | https://bapisensors.sharepoint.com/sites/BAPIMediaLibrary/Shared%20Documents/Datasheets/StrapUnits_temp_NoPrice-v17.pdf | https://bapisensors.sharepoint.com/sites/BAPIMediaLibrary/Shared%20Documents/Instructions/20911_ins_Strap_On_Passive.pdf
BA/10K3RPP5BBTS | BA/10K-3-RPP-5'-BB-TS | STRAP-ON 10K3 THMS REMOTE 5FT LEADS BAPI BOX TERM |  | https://bapisensors.sharepoint.com/sites/BAPIMediaLibrary/Shared%20Documents/Product%20Images/Remote_Probe_BB_300pix.png | https://bapisensors.sharepoint.com/sites/BAPIMediaLibrary/Shared%20Documents/Datasheets/Remote_Sensors_Probes_NoPrice-v17.pdf | https://bapisensors.sharepoint.com/sites/BAPIMediaLibrary/Shared%20Documents/Instructions/20910_ins_Remote_Sensor_Passive.pdf
BA/10K3PP10 | BA/10K-3-PP-10' | STRAP-ON 10K3 THMS REMOTE PROBE 10FT LEADS |  | https://bapisensors.sharepoint.com/sites/BAPIMediaLibrary/Shared%20Documents/Product%20Images/Remote_Sensor_Only.png | https://bapisensors.sharepoint.com/sites/BAPIMediaLibrary/Shared%20Documents/Datasheets/Remote_Sensors_Probes_NoPrice-v17.pdf | https://bapisensors.sharepoint.com/sites/BAPIMediaLibrary/Shared%20Documents/Instructions/20910_ins_Remote_Sensor_Passive.pdf
BA/10K3PP10WP | BA/10K-3-PP-10'-WP | STRAP-ON 10K3 THMS REMOTE PROBE 10FT LEADS ALUM BOX |  | https://bapisensors.sharepoint.com/sites/BAPIMediaLibrary/Shared%20Documents/Product%20Images/Remote_Sensor_WP_300pix.png | https://bapisensors.sharepoint.com/sites/BAPIMediaLibrary/Shared%20Documents/Datasheets/Remote_Sensors_Probes_NoPrice-v17.pdf | https://bapisensors.sharepoint.com/sites/BAPIMediaLibrary/Shared%20Documents/Instructions/20910_ins_Remote_Sensor_Passive.pdf
BA/10K3RPP10WP | BA/10K-3-RPP-10'-WP | STRAP-ON 10K3 THMS REMOTE PROBE 10FT LEADS ALUM BOX |  | https://bapisensors.sharepoint.com/sites/BAPIMediaLibrary/Shared%20Documents/Product%20Images/Remote_Probe_WP_300pix.png | https://bapisensors.sharepoint.com/sites/BAPIMediaLibrary/Shared%20Documents/Datasheets/Remote_Sensors_Probes_NoPrice-v17.pdf | https://bapisensors.sharepoint.com/sites/BAPIMediaLibrary/Shared%20Documents/Instructions/20910_ins_Remote_Sensor_Passive.pdf
BA/10K3PP10BB | BA/10K-3-PP-10'-BB | STRAP-ON 10K3 THMS REMOTE PROBE 10FT LEADS BAPI BOX |  | https://bapisensors.sharepoint.com/sites/BAPIMediaLibrary/Shared%20Documents/Product%20Images/Remote_Sensor_BB_300pix.png | https://bapisensors.sharepoint.com/sites/BAPIMediaLibrary/Shared%20Documents/Datasheets/Remote_Sensors_Probes_NoPrice-v17.pdf | https://bapisensors.sharepoint.com/sites/BAPIMediaLibrary/Shared%20Documents/Instructions/20910_ins_Remote_Sensor_Passive.pdf
BA/10K3PP15 | BA/10K-3-PP-15' | STRAP-ON 10K3 THMS REMOTE PROBE 15FT LEADS |  | https://bapisensors.sharepoint.com/sites/BAPIMediaLibrary/Shared%20Documents/Product%20Images/Remote_Sensor_Only.png | https://bapisensors.sharepoint.com/sites/BAPIMediaLibrary/Shared%20Documents/Datasheets/Remote_Sensors_Probes_NoPrice-v17.pdf | https://bapisensors.sharepoint.com/sites/BAPIMediaLibrary/Shared%20Documents/Instructions/20910_ins_Remote_Sensor_Passive.pdf
BA/10K3RPP15 | BA/10K-3-RPP-15' | STRAP-ON 10K-3 THMS REMOTE PROBE 15FT LEADS |  | https://bapisensors.sharepoint.com/sites/BAPIMediaLibrary/Shared%20Documents/Product%20Images/Remote_Probe_300pix.png | https://bapisensors.sharepoint.com/sites/BAPIMediaLibrary/Shared%20Documents/Datasheets/Remote_Sensors_Probes_NoPrice-v17.pdf | https://bapisensors.sharepoint.com/sites/BAPIMediaLibrary/Shared%20Documents/Instructions/20910_ins_Remote_Sensor_Passive.pdf
BA/10K3RPP18 | BA/10K-3-RPP-18" | STRAP-ON 10K-3 THMS REMOTE PROBE 18IN LEADS |  | https://bapisensors.sharepoint.com/sites/BAPIMediaLibrary/Shared%20Documents/Product%20Images/Remote_Probe_300pix.png | https://bapisensors.sharepoint.com/sites/BAPIMediaLibrary/Shared%20Documents/Datasheets/Remote_Sensors_Probes_NoPrice-v17.pdf | https://bapisensors.sharepoint.com/sites/BAPIMediaLibrary/Shared%20Documents/Instructions/20910_ins_Remote_Sensor_Passive.pdf
BA/10K3PP18TFE | BA/10K-3-PP-18"-TFE | STRAP-ON 10K3 THMS REMOTE PROBE 18IN LEADS 6IN LEAD |  | https://bapisensors.sharepoint.com/sites/BAPIMediaLibrary/Shared%20Documents/Product%20Images/Remote_Sensor_Only.png | https://bapisensors.sharepoint.com/sites/BAPIMediaLibrary/Shared%20Documents/Datasheets/Remote_Sensors_Probes_NoPrice-v17.pdf | https://bapisensors.sharepoint.com/sites/BAPIMediaLibrary/Shared%20Documents/Instructions/20910_ins_Remote_Sensor_Passive.pdf
BA/10K3PP18BB | BA/10K-3-PP-18"-BB | STRAP-ON 10K3 THMS REMOTE PROBE 18IN LEADS BAPI BOX |  | https://bapisensors.sharepoint.com/sites/BAPIMediaLibrary/Shared%20Documents/Product%20Images/Remote_Sensor_BB_300pix.png | https://bapisensors.sharepoint.com/sites/BAPIMediaLibrary/Shared%20Documents/Datasheets/Remote_Sensors_Probes_NoPrice-v17.pdf | https://bapisensors.sharepoint.com/sites/BAPIMediaLibrary/Shared%20Documents/Instructions/20910_ins_Remote_Sensor_Passive.pdf
BA/10K3RPP18BB | BA/10K-3-RPP-18"-BB | STRAP-ON 10K3 THMS REMOTE PROBE 18IN LEADS BAPI BOX |  | https://bapisensors.sharepoint.com/sites/BAPIMediaLibrary/Shared%20Documents/Product%20Images/Remote_Probe_BB_300pix.png | https://bapisensors.sharepoint.com/sites/BAPIMediaLibrary/Shared%20Documents/Datasheets/Remote_Sensors_Probes_NoPrice-v17.pdf | https://bapisensors.sharepoint.com/sites/BAPIMediaLibrary/Shared%20Documents/Instructions/20910_ins_Remote_Sensor_Passive.pdf
BA/10K3PP18BB2 | BA/10K-3-PP-18"-BB2 | STRAP-ON 10K3 THMS REMOTE PROBE 18IN LEADS BAPI BOX 2 |  | https://bapisensors.sharepoint.com/sites/BAPIMediaLibrary/Shared%20Documents/Product%20Images/Remote_Sensor_BB2_300pix.png | https://bapisensors.sharepoint.com/sites/BAPIMediaLibrary/Shared%20Documents/Datasheets/Remote_Sensors_Probes_NoPrice-v17.pdf | https://bapisensors.sharepoint.com/sites/BAPIMediaLibrary/Shared%20Documents/Instructions/20910_ins_Remote_Sensor_Passive.pdf
BA/10K3RPP200 | BA/10K-3-RPP-200' | STRAP-ON 10K3 THMS REMOTE PROBE 200FT LEADS |  | https://bapisensors.sharepoint.com/sites/BAPIMediaLibrary/Shared%20Documents/Product%20Images/Remote_Probe_300pix.png | https://bapisensors.sharepoint.com/sites/BAPIMediaLibrary/Shared%20Documents/Datasheets/Remote_Sensors_Probes_NoPrice-v17.pdf | https://bapisensors.sharepoint.com/sites/BAPIMediaLibrary/Shared%20Documents/Instructions/20910_ins_Remote_Sensor_Passive.pdf
BA/10K3RPP20 | BA/10K-3-RPP-20' | STRAP-ON 10K3 THMS REMOTE PROBE 20FT LEADS |  | https://bapisensors.sharepoint.com/sites/BAPIMediaLibrary/Shared%20Documents/Product%20Images/Remote_Probe_300pix.png | https://bapisensors.sharepoint.com/sites/BAPIMediaLibrary/Shared%20Documents/Datasheets/Remote_Sensors_Probes_NoPrice-v17.pdf | https://bapisensors.sharepoint.com/sites/BAPIMediaLibrary/Shared%20Documents/Instructions/20910_ins_Remote_Sensor_Passive.pdf
BA/10K3RPP24 | BA/10K-3-RPP-24" | STRAP-ON 10K3 THMS REMOTE PROBE 24FT LEADS |  | https://bapisensors.sharepoint.com/sites/BAPIMediaLibrary/Shared%20Documents/Product%20Images/Remote_Probe_300pix.png | https://bapisensors.sharepoint.com/sites/BAPIMediaLibrary/Shared%20Documents/Datasheets/Remote_Sensors_Probes_NoPrice-v17.pdf | https://bapisensors.sharepoint.com/sites/BAPIMediaLibrary/Shared%20Documents/Instructions/20910_ins_Remote_Sensor_Passive.pdf
BA10K3RPFEP2WP | BA/10K-3-RPFEP2-25'-WP | STRAP-ON 10K-3 THMS REMOTE PROBE 25FT ALUM BOX |  | https://bapisensors.sharepoint.com/sites/BAPIMediaLibrary/Shared%20Documents/Product%20Images/Remote_Probe_WP_300pix.png | https://bapisensors.sharepoint.com/sites/BAPIMediaLibrary/Shared%20Documents/Datasheets/Remote_Sensors_Probes_NoPrice-v17.pdf | https://bapisensors.sharepoint.com/sites/BAPIMediaLibrary/Shared%20Documents/Instructions/20910_ins_Remote_Sensor_Passive.pdf
BA10K3RPFEP225B | BA/10K-3-RPFEP2-25'-BB | STRAP-ON 10K-3 THMS REMOTE PROBE 25FT BAPI BOX |  | https://bapisensors.sharepoint.com/sites/BAPIMediaLibrary/Shared%20Documents/Product%20Images/Remote_Probe_BB_300pix.png | https://bapisensors.sharepoint.com/sites/BAPIMediaLibrary/Shared%20Documents/Datasheets/Remote_Sensors_Probes_NoPrice-v17.pdf | https://bapisensors.sharepoint.com/sites/BAPIMediaLibrary/Shared%20Documents/Instructions/20910_ins_Remote_Sensor_Passive.pdf
BA/10K3RPP25 | BA/10K-3-RPP-25' | STRAP-ON 10K-3 THMS REMOTE PROBE 25FT LEADS |  | https://bapisensors.sharepoint.com/sites/BAPIMediaLibrary/Shared%20Documents/Product%20Images/Remote_Probe_300pix.png | https://bapisensors.sharepoint.com/sites/BAPIMediaLibrary/Shared%20Documents/Datasheets/Remote_Sensors_Probes_NoPrice-v17.pdf | https://bapisensors.sharepoint.com/sites/BAPIMediaLibrary/Shared%20Documents/Instructions/20910_ins_Remote_Sensor_Passive.pdf
BA/10K3PP25WP | BA/10K-3-PP-25'-WP | STRAP-ON 10K3 THMS REMOTE PROBE 25FT LEADS ALUM BOX |  | https://bapisensors.sharepoint.com/sites/BAPIMediaLibrary/Shared%20Documents/Product%20Images/Remote_Sensor_WP_300pix.png | https://bapisensors.sharepoint.com/sites/BAPIMediaLibrary/Shared%20Documents/Datasheets/Remote_Sensors_Probes_NoPrice-v17.pdf | https://bapisensors.sharepoint.com/sites/BAPIMediaLibrary/Shared%20Documents/Instructions/20910_ins_Remote_Sensor_Passive.pdf
BA/10K3RPP25WP | BA/10K-3-RPP-25'-WP | STRAP-ON 10K3 THMS REMOTE PROBE 25FT LEADS ALUM BOX |  | https://bapisensors.sharepoint.com/sites/BAPIMediaLibrary/Shared%20Documents/Product%20Images/Remote_Probe_WP_300pix.png | https://bapisensors.sharepoint.com/sites/BAPIMediaLibrary/Shared%20Documents/Datasheets/Remote_Sensors_Probes_NoPrice-v17.pdf | https://bapisensors.sharepoint.com/sites/BAPIMediaLibrary/Shared%20Documents/Instructions/20910_ins_Remote_Sensor_Passive.pdf
BA/10K3RPP30 | BA/10K-3-RPP-30' | STRAP-ON 10K3 THMS REMOTE PROBE 30FT LEADS |  | https://bapisensors.sharepoint.com/sites/BAPIMediaLibrary/Shared%20Documents/Product%20Images/Remote_Probe_300pix.png | https://bapisensors.sharepoint.com/sites/BAPIMediaLibrary/Shared%20Documents/Datasheets/Remote_Sensors_Probes_NoPrice-v17.pdf | https://bapisensors.sharepoint.com/sites/BAPIMediaLibrary/Shared%20Documents/Instructions/20910_ins_Remote_Sensor_Passive.pdf
BA/10K3RPP36 | BA/10K-3-RPP-36" | STRAP-ON 10K3 THMS REMOTE PROBE 36IN LEADS |  | https://bapisensors.sharepoint.com/sites/BAPIMediaLibrary/Shared%20Documents/Product%20Images/Remote_Probe_300pix.png | https://bapisensors.sharepoint.com/sites/BAPIMediaLibrary/Shared%20Documents/Datasheets/Remote_Sensors_Probes_NoPrice-v17.pdf | https://bapisensors.sharepoint.com/sites/BAPIMediaLibrary/Shared%20Documents/Instructions/20910_ins_Remote_Sensor_Passive.pdf
BA/10K3RPP3 | BA/10K-3-RPP-3' | STRAP-ON 10K3 THMS REMOTE PROBE 3FT LEADS |  | https://bapisensors.sharepoint.com/sites/BAPIMediaLibrary/Shared%20Documents/Product%20Images/Remote_Probe_300pix.png | https://bapisensors.sharepoint.com/sites/BAPIMediaLibrary/Shared%20Documents/Datasheets/Remote_Sensors_Probes_NoPrice-v17.pdf | https://bapisensors.sharepoint.com/sites/BAPIMediaLibrary/Shared%20Documents/Instructions/20910_ins_Remote_Sensor_Passive.pdf
BA/10K3PP4 | BA/10K-3-PP-4' | STRAP-ON 10K3 THMS REMOTE PROBE 4FT LEADS |  | https://bapisensors.sharepoint.com/sites/BAPIMediaLibrary/Shared%20Documents/Product%20Images/Remote_Sensor_Only.png | https://bapisensors.sharepoint.com/sites/BAPIMediaLibrary/Shared%20Documents/Datasheets/Remote_Sensors_Probes_NoPrice-v17.pdf | https://bapisensors.sharepoint.com/sites/BAPIMediaLibrary/Shared%20Documents/Instructions/20910_ins_Remote_Sensor_Passive.pdf
BA10K3RPFEP25WP | BA/10K-3-RPFEP2-5'-WP | STRAP-ON 10K-3 THMS REMOTE PROBE 5FT ALUM BOX |  | https://bapisensors.sharepoint.com/sites/BAPIMediaLibrary/Shared%20Documents/Product%20Images/Remote_Probe_WP_300pix.png | https://bapisensors.sharepoint.com/sites/BAPIMediaLibrary/Shared%20Documents/Datasheets/Remote_Sensors_Probes_NoPrice-v17.pdf | https://bapisensors.sharepoint.com/sites/BAPIMediaLibrary/Shared%20Documents/Instructions/20910_ins_Remote_Sensor_Passive.pdf
BA10K3RPFEP25B | BA/10K-3-RPFEP2-5'-BB | STRAP-ON 10K-3 THMS REMOTE PROBE 5FT BAPI BOX |  | https://bapisensors.sharepoint.com/sites/BAPIMediaLibrary/Shared%20Documents/Product%20Images/Remote_Probe_BB_300pix.png | https://bapisensors.sharepoint.com/sites/BAPIMediaLibrary/Shared%20Documents/Datasheets/Remote_Sensors_Probes_NoPrice-v17.pdf | https://bapisensors.sharepoint.com/sites/BAPIMediaLibrary/Shared%20Documents/Instructions/20910_ins_Remote_Sensor_Passive.pdf
BA/10K3PP5 | BA/10K-3-PP-5' | STRAP-ON 10K-3 THMS REMOTE PROBE 5FT LEAD |  | https://bapisensors.sharepoint.com/sites/BAPIMediaLibrary/Shared%20Documents/Product%20Images/Remote_Sensor_Only.png | https://bapisensors.sharepoint.com/sites/BAPIMediaLibrary/Shared%20Documents/Datasheets/Remote_Sensors_Probes_NoPrice-v17.pdf | https://bapisensors.sharepoint.com/sites/BAPIMediaLibrary/Shared%20Documents/Instructions/20910_ins_Remote_Sensor_Passive.pdf
BA/10K3PP5WP | BA/10K-3-PP-5'-WP | STRAP-ON 10K3 THMS REMOTE PROBE 5FT LEADS ALUM BOX |  | https://bapisensors.sharepoint.com/sites/BAPIMediaLibrary/Shared%20Documents/Product%20Images/Remote_Sensor_WP_300pix.png | https://bapisensors.sharepoint.com/sites/BAPIMediaLibrary/Shared%20Documents/Datasheets/Remote_Sensors_Probes_NoPrice-v17.pdf | https://bapisensors.sharepoint.com/sites/BAPIMediaLibrary/Shared%20Documents/Instructions/20910_ins_Remote_Sensor_Passive.pdf
BA/10K3RPP5WP | BA/10K-3-RPP-5'-WP | STRAP-ON 10K3 THMS REMOTE PROBE 5FT LEADS ALUM BOX |  | https://bapisensors.sharepoint.com/sites/BAPIMediaLibrary/Shared%20Documents/Product%20Images/Remote_Probe_WP_300pix.png | https://bapisensors.sharepoint.com/sites/BAPIMediaLibrary/Shared%20Documents/Datasheets/Remote_Sensors_Probes_NoPrice-v17.pdf | https://bapisensors.sharepoint.com/sites/BAPIMediaLibrary/Shared%20Documents/Instructions/20910_ins_Remote_Sensor_Passive.pdf
BA/10K3RPP5BB2 | BA/10K-3-RPP-5'-BB2 | STRAP-ON 10K3 THMS REMOTE PROBE 5FT LEADS BAPI BOX 2 |  | https://bapisensors.sharepoint.com/sites/BAPIMediaLibrary/Shared%20Documents/Product%20Images/Remote_Probe_300pix.png | https://bapisensors.sharepoint.com/sites/BAPIMediaLibrary/Shared%20Documents/Datasheets/Remote_Sensors_Probes_NoPrice-v17.pdf | https://bapisensors.sharepoint.com/sites/BAPIMediaLibrary/Shared%20Documents/Instructions/20910_ins_Remote_Sensor_Passive.pdf
BA/10K3PP6 | BA/10K-3-PP-6" | STRAP-ON 10K-3 THMS REMOTE PROBE 6FT LEAD |  | https://bapisensors.sharepoint.com/sites/BAPIMediaLibrary/Shared%20Documents/Product%20Images/Remote_Sensor_Only.png | https://bapisensors.sharepoint.com/sites/BAPIMediaLibrary/Shared%20Documents/Datasheets/Remote_Sensors_Probes_NoPrice-v17.pdf | https://bapisensors.sharepoint.com/sites/BAPIMediaLibrary/Shared%20Documents/Instructions/20910_ins_Remote_Sensor_Passive.pdf
BA/10K3RPP6 | BA/10K-3-RPP-6" | STRAP-ON 10K-3 THMS REMOTE PROBE 6IN LEADS |  | https://bapisensors.sharepoint.com/sites/BAPIMediaLibrary/Shared%20Documents/Product%20Images/Remote_Probe_300pix.png | https://bapisensors.sharepoint.com/sites/BAPIMediaLibrary/Shared%20Documents/Datasheets/Remote_Sensors_Probes_NoPrice-v17.pdf | https://bapisensors.sharepoint.com/sites/BAPIMediaLibrary/Shared%20Documents/Instructions/20910_ins_Remote_Sensor_Passive.pdf
BA/10K3RPP80 | BA/10K-3-RPP-80' | STRAP-ON 10K3 THMS REMOTE PROBE 80FT LEADS |  | https://bapisensors.sharepoint.com/sites/BAPIMediaLibrary/Shared%20Documents/Product%20Images/Remote_Probe_300pix.png | https://bapisensors.sharepoint.com/sites/BAPIMediaLibrary/Shared%20Documents/Datasheets/Remote_Sensors_Probes_NoPrice-v17.pdf | https://bapisensors.sharepoint.com/sites/BAPIMediaLibrary/Shared%20Documents/Instructions/20910_ins_Remote_Sensor_Passive.pdf
BA/10K3RPP100 | BA/10K-3-RPP-100' | STRAP-ON 10K-3 THMS REMOTE PROBE100FT LEADS |  | https://bapisensors.sharepoint.com/sites/BAPIMediaLibrary/Shared%20Documents/Product%20Images/Remote_Probe_300pix.png | https://bapisensors.sharepoint.com/sites/BAPIMediaLibrary/Shared%20Documents/Datasheets/Remote_Sensors_Probes_NoPrice-v17.pdf | https://bapisensors.sharepoint.com/sites/BAPIMediaLibrary/Shared%20Documents/Instructions/20910_ins_Remote_Sensor_Passive.pdf
BA10K3RPFEP18B | BA/10K-3-RPFEP-18"-BB | STRAP-ON 10K-3 THMS REMOTE PROBE18IN LEADS |  | https://bapisensors.sharepoint.com/sites/BAPIMediaLibrary/Shared%20Documents/Product%20Images/Remote_Probe_BB_300pix.png | https://bapisensors.sharepoint.com/sites/BAPIMediaLibrary/Shared%20Documents/Datasheets/Remote_Sensors_Probes_NoPrice-v17.pdf | https://bapisensors.sharepoint.com/sites/BAPIMediaLibrary/Shared%20Documents/Instructions/20910_ins_Remote_Sensor_Passive.pdf
BA10K3PP18 | BA/10K-3-PP-18" | STRAP-ON 10K-3 THMS REMOTE SENSOR 18IN LEADS |  | https://bapisensors.sharepoint.com/sites/BAPIMediaLibrary/Shared%20Documents/Product%20Images/Remote_Sensor_Only.png | https://bapisensors.sharepoint.com/sites/BAPIMediaLibrary/Shared%20Documents/Datasheets/Remote_Sensors_Probes_NoPrice-v17.pdf | https://bapisensors.sharepoint.com/sites/BAPIMediaLibrary/Shared%20Documents/Instructions/20910_ins_Remote_Sensor_Passive.pdf
BA/10K3XPPP25 | BA/10K-3[XP]-PP-25' | STRAP-ON 10K3 THMS REMOTE SENSOR 25FT LEADS |  | https://bapisensors.sharepoint.com/sites/BAPIMediaLibrary/Shared%20Documents/Product%20Images/Remote_Sensor_Only.png | https://bapisensors.sharepoint.com/sites/BAPIMediaLibrary/Shared%20Documents/Datasheets/Remote_Sensors_Probes_NoPrice-v17.pdf | https://bapisensors.sharepoint.com/sites/BAPIMediaLibrary/Shared%20Documents/Instructions/20910_ins_Remote_Sensor_Passive.pdf
BA/10K3XPPP6 | BA/10K-3[XP]-PP-6" | STRAP-ON 10K3 THMS REMOTE SENSOR 6IN LEADS |  | https://bapisensors.sharepoint.com/sites/BAPIMediaLibrary/Shared%20Documents/Product%20Images/Remote_Sensor_Only.png | https://bapisensors.sharepoint.com/sites/BAPIMediaLibrary/Shared%20Documents/Datasheets/Remote_Sensors_Probes_NoPrice-v17.pdf | https://bapisensors.sharepoint.com/sites/BAPIMediaLibrary/Shared%20Documents/Instructions/20910_ins_Remote_Sensor_Passive.pdf
BA/10K3P4.5TFE | BA/10K-3-P-4.5"-TFE | STRAP-ON 10K-3 THMS REPLACMNT PROBE 4.5IN |  | https://bapisensors.sharepoint.com/sites/BAPIMediaLibrary/Shared%20Documents/Product%20Images/Remote_Probe_300pix.png | https://bapisensors.sharepoint.com/sites/BAPIMediaLibrary/Shared%20Documents/Datasheets/Replacement_Probes_NoPrice-v17.pdf | https://bapisensors.sharepoint.com/sites/BAPIMediaLibrary/Shared%20Documents/Instructions/20912_ins_Repl_Probe_Passive.pdf
BA10K3P12.25TFE | BA/10K-3-P-12.25"-TFE | STRAP-ON 10K-3 THMS REPLACMNT PROBE 4.5IN |  | https://bapisensors.sharepoint.com/sites/BAPIMediaLibrary/Shared%20Documents/Product%20Images/Remote_Probe_300pix.png | https://bapisensors.sharepoint.com/sites/BAPIMediaLibrary/Shared%20Documents/Datasheets/Replacement_Probes_NoPrice-v17.pdf | https://bapisensors.sharepoint.com/sites/BAPIMediaLibrary/Shared%20Documents/Instructions/20912_ins_Repl_Probe_Passive.pdf
BA/10K3-STP-BB2 | BA/10K3-STP-BB2 | STRAP-ON 10K-3 THMS SPRING BAPI BOX 2 |  | https://bapisensors.sharepoint.com/sites/BAPIMediaLibrary/Shared%20Documents/Product%20Images/SpringLoaded_BB2.png | https://bapisensors.sharepoint.com/sites/BAPIMediaLibrary/Shared%20Documents/Datasheets/StrapUnits_temp_NoPrice-v17.pdf | https://bapisensors.sharepoint.com/sites/BAPIMediaLibrary/Shared%20Documents/Instructions/20911_ins_Strap_On_Passive.pdf
BA/10K3-STP-BB4 | BA/10K3-STP-BB4 | STRAP-ON 10K-3 THMS SPRING BAPI BOX 4 |  | https://bapisensors.sharepoint.com/sites/BAPIMediaLibrary/Shared%20Documents/Product%20Images/SpringLoaded_BB4.png | https://bapisensors.sharepoint.com/sites/BAPIMediaLibrary/Shared%20Documents/Datasheets/StrapUnits_temp_NoPrice-v17.pdf | https://bapisensors.sharepoint.com/sites/BAPIMediaLibrary/Shared%20Documents/Instructions/20911_ins_Strap_On_Passive.pdf
BA/10K3XPSTPBB4 | BA/10K-3[XP]-STP-BB4 | STRAP-ON 10K3 THMS SPRING BAPI BOX 4 HI ACCY |  | https://bapisensors.sharepoint.com/sites/BAPIMediaLibrary/Shared%20Documents/Product%20Images/SpringLoaded_BB4.png | https://bapisensors.sharepoint.com/sites/BAPIMediaLibrary/Shared%20Documents/Datasheets/StrapUnits_temp_NoPrice-v17.pdf | https://bapisensors.sharepoint.com/sites/BAPIMediaLibrary/Shared%20Documents/Instructions/20911_ins_Strap_On_Passive.pdf
BA/10K3-STP-JB | BA/10K3-STP-JB | STRAP-ON 10K-3 THMS SPRING HANDIBOX |  | https://bapisensors.sharepoint.com/sites/BAPIMediaLibrary/Shared%20Documents/Product%20Images/Strap_JB_300pix.png | https://bapisensors.sharepoint.com/sites/BAPIMediaLibrary/Shared%20Documents/Datasheets/StrapUnits_temp_NoPrice-v17.pdf | https://bapisensors.sharepoint.com/sites/BAPIMediaLibrary/Shared%20Documents/Instructions/20911_ins_Strap_On_Passive.pdf
BA/10K3XPSTPJB | BA/10K-3[XP]-STP-JB | STRAP-ON 10K3 THMS SPRING HANDIBOX HI ACCY |  | https://bapisensors.sharepoint.com/sites/BAPIMediaLibrary/Shared%20Documents/Product%20Images/Strap_JB_300pix.png | https://bapisensors.sharepoint.com/sites/BAPIMediaLibrary/Shared%20Documents/Datasheets/StrapUnits_temp_NoPrice-v17.pdf | https://bapisensors.sharepoint.com/sites/BAPIMediaLibrary/Shared%20Documents/Instructions/20911_ins_Strap_On_Passive.pdf
BA/10K3STPBB2TS | BA/10K-3-STP-BB2-TS | STRAP-ON 10K3 THMS THMS BAPI BOX 2 TERMINAL |  | https://bapisensors.sharepoint.com/sites/BAPIMediaLibrary/Shared%20Documents/Product%20Images/SpringLoaded_BB2.png | https://bapisensors.sharepoint.com/sites/BAPIMediaLibrary/Shared%20Documents/Datasheets/StrapUnits_temp_NoPrice-v17.pdf | https://bapisensors.sharepoint.com/sites/BAPIMediaLibrary/Shared%20Documents/Instructions/20911_ins_Strap_On_Passive.pdf
BA/10K3XPRPP15 | BA/10K-3[XP]-RPP-15' | STRAP-ON 10K3 THMS THMS REMOTE 15FT LEAD HI ACCY |  | https://bapisensors.sharepoint.com/sites/BAPIMediaLibrary/Shared%20Documents/Product%20Images/Remote_Probe_300pix.png | https://bapisensors.sharepoint.com/sites/BAPIMediaLibrary/Shared%20Documents/Datasheets/Remote_Sensors_Probes_NoPrice-v17.pdf | https://bapisensors.sharepoint.com/sites/BAPIMediaLibrary/Shared%20Documents/Instructions/20910_ins_Remote_Sensor_Passive.pdf
BA/10K-3(11K)-S | BA/10K-3[11K]-S-JB | STRAP-ON 10K-3 THMS W/11K SHUNT HANDI BOX |  | https://bapisensors.sharepoint.com/sites/BAPIMediaLibrary/Shared%20Documents/Product%20Images/Clamp_JBox_300pix.png | https://bapisensors.sharepoint.com/sites/BAPIMediaLibrary/Shared%20Documents/Datasheets/StrapUnits_temp_NoPrice-v17.pdf | https://bapisensors.sharepoint.com/sites/BAPIMediaLibrary/Shared%20Documents/Instructions/20911_ins_Strap_On_Passive.pdf
BA10K311KSTPBB2 | BA/10K-3[11K]-STP-BB2 | STRAP-ON 10K-311K THMS BAPI BOX2 |  | https://bapisensors.sharepoint.com/sites/BAPIMediaLibrary/Shared%20Documents/Product%20Images/SpringLoaded_BB2.png | https://bapisensors.sharepoint.com/sites/BAPIMediaLibrary/Shared%20Documents/Datasheets/StrapUnits_temp_NoPrice-v17.pdf | https://bapisensors.sharepoint.com/sites/BAPIMediaLibrary/Shared%20Documents/Instructions/20911_ins_Strap_On_Passive.pdf
BA/10K311KSTPJB | BA/10K-3[11K]-STP-JB | STRAP-ON 10K-311K THMS HANDIBOX |  | https://bapisensors.sharepoint.com/sites/BAPIMediaLibrary/Shared%20Documents/Product%20Images/Strap_JB_300pix.png | https://bapisensors.sharepoint.com/sites/BAPIMediaLibrary/Shared%20Documents/Datasheets/StrapUnits_temp_NoPrice-v17.pdf | https://bapisensors.sharepoint.com/sites/BAPIMediaLibrary/Shared%20Documents/Instructions/20911_ins_Strap_On_Passive.pdf
BA/10K311KPP5BB | BA/10K-3[11K]-PP-5'-BB | STRAP-ON 10K-311K THMS REMOTE 5FT LEADS BAPI BOX |  | https://bapisensors.sharepoint.com/sites/BAPIMediaLibrary/Shared%20Documents/Product%20Images/Remote_Sensor_BB_300pix.png | https://bapisensors.sharepoint.com/sites/BAPIMediaLibrary/Shared%20Documents/Datasheets/Remote_Sensors_Probes_NoPrice-v17.pdf | https://bapisensors.sharepoint.com/sites/BAPIMediaLibrary/Shared%20Documents/Instructions/20910_ins_Remote_Sensor_Passive.pdf
BA/10K311KRPP6 | BA/10K-3[11K]-RPP-6" | STRAP-ON 10K-311K THMS REMOTE PROBE 6IN LEADS |  | https://bapisensors.sharepoint.com/sites/BAPIMediaLibrary/Shared%20Documents/Product%20Images/Remote_Probe_300pix.png | https://bapisensors.sharepoint.com/sites/BAPIMediaLibrary/Shared%20Documents/Datasheets/Remote_Sensors_Probes_NoPrice-v17.pdf | https://bapisensors.sharepoint.com/sites/BAPIMediaLibrary/Shared%20Documents/Instructions/20910_ins_Remote_Sensor_Passive.pdf
BA10K311RPFE2BB | BA/10K-3[11K]-RPFEP2-10'-BB | STRAP-ON 10K-311K THMS REMOTE PROBE 10FT FEP2 LEADS BAPI BOX |  | https://bapisensors.sharepoint.com/sites/BAPIMediaLibrary/Shared%20Documents/Product%20Images/Remote_Probe_BB_300pix.png | https://bapisensors.sharepoint.com/sites/BAPIMediaLibrary/Shared%20Documents/Datasheets/Remote_Sensors_Probes_NoPrice-v17.pdf | https://bapisensors.sharepoint.com/sites/BAPIMediaLibrary/Shared%20Documents/Instructions/20910_ins_Remote_Sensor_Passive.pdf
BA/10K311KRPP8 | BA/10K-3[11K]-RPP-8' | STRAP-ON 10K-311K THMS REMOTE PROBE 8FT LEADS |  | https://bapisensors.sharepoint.com/sites/BAPIMediaLibrary/Shared%20Documents/Product%20Images/Remote_Probe_300pix.png | https://bapisensors.sharepoint.com/sites/BAPIMediaLibrary/Shared%20Documents/Datasheets/Remote_Sensors_Probes_NoPrice-v17.pdf | https://bapisensors.sharepoint.com/sites/BAPIMediaLibrary/Shared%20Documents/Instructions/20910_ins_Remote_Sensor_Passive.pdf
BA/10K311KRPP15 | BA/10K-3[11K]-RPP-15' | STRAP-ON 10K-311K THMS REMOTE PROBE15FT LEADS |  | https://bapisensors.sharepoint.com/sites/BAPIMediaLibrary/Shared%20Documents/Product%20Images/Remote_Probe_300pix.png | https://bapisensors.sharepoint.com/sites/BAPIMediaLibrary/Shared%20Documents/Datasheets/Remote_Sensors_Probes_NoPrice-v17.pdf | https://bapisensors.sharepoint.com/sites/BAPIMediaLibrary/Shared%20Documents/Instructions/20910_ins_Remote_Sensor_Passive.pdf
BA10K311RPFEP2 | BA/10K-3[11K]-RPFEP2-175' | STRAP-ON 10K-311K THMS REMOTE PROBE175FT FEP2 LEADS |  | https://bapisensors.sharepoint.com/sites/BAPIMediaLibrary/Shared%20Documents/Product%20Images/Remote_Probe_300pix.png | https://bapisensors.sharepoint.com/sites/BAPIMediaLibrary/Shared%20Documents/Datasheets/Remote_Sensors_Probes_NoPrice-v17.pdf | https://bapisensors.sharepoint.com/sites/BAPIMediaLibrary/Shared%20Documents/Instructions/20910_ins_Remote_Sensor_Passive.pdf
BA/10K311KRPP18 | BA/10K-3[11K]-RPP-18" | STRAP-ON 10K-311K THMS REMOTE PROBE18IN LEADS |  | https://bapisensors.sharepoint.com/sites/BAPIMediaLibrary/Shared%20Documents/Product%20Images/Remote_Probe_300pix.png | https://bapisensors.sharepoint.com/sites/BAPIMediaLibrary/Shared%20Documents/Datasheets/Remote_Sensors_Probes_NoPrice-v17.pdf | https://bapisensors.sharepoint.com/sites/BAPIMediaLibrary/Shared%20Documents/Instructions/20910_ins_Remote_Sensor_Passive.pdf
BA/10K311KRPP5 | BA/10K-3[11K]-RPP-5' | STRAP-ON 10K-311K THMS REMOTE PROBE5FT LEADS |  | https://bapisensors.sharepoint.com/sites/BAPIMediaLibrary/Shared%20Documents/Product%20Images/Remote_Probe_300pix.png | https://bapisensors.sharepoint.com/sites/BAPIMediaLibrary/Shared%20Documents/Datasheets/Remote_Sensors_Probes_NoPrice-v17.pdf | https://bapisensors.sharepoint.com/sites/BAPIMediaLibrary/Shared%20Documents/Instructions/20910_ins_Remote_Sensor_Passive.pdf
BA/10K311KPP10 | BA/10K-3[11K]-PP-10' | STRAP-ON 10K-311K THMS REMOTE SENSOR 10FT LEADS |  | https://bapisensors.sharepoint.com/sites/BAPIMediaLibrary/Shared%20Documents/Product%20Images/Remote_Sensor_Only.png | https://bapisensors.sharepoint.com/sites/BAPIMediaLibrary/Shared%20Documents/Datasheets/Remote_Sensors_Probes_NoPrice-v17.pdf | https://bapisensors.sharepoint.com/sites/BAPIMediaLibrary/Shared%20Documents/Instructions/20910_ins_Remote_Sensor_Passive.pdf
BA/10K311KPP18 | BA/10K-3[11K]-PP-18" | STRAP-ON 10K-311K THMS REMOTE SENSOR 18IN LEADS |  | https://bapisensors.sharepoint.com/sites/BAPIMediaLibrary/Shared%20Documents/Product%20Images/Remote_Sensor_Only.png | https://bapisensors.sharepoint.com/sites/BAPIMediaLibrary/Shared%20Documents/Datasheets/Remote_Sensors_Probes_NoPrice-v17.pdf | https://bapisensors.sharepoint.com/sites/BAPIMediaLibrary/Shared%20Documents/Instructions/20910_ins_Remote_Sensor_Passive.pdf
BA/10K311KPP20 | BA/10K-3[11K]-PP-20' | STRAP-ON 10K-311K THMS REMOTE SENSOR 20FT LEADS |  | https://bapisensors.sharepoint.com/sites/BAPIMediaLibrary/Shared%20Documents/Product%20Images/Remote_Sensor_Only.png | https://bapisensors.sharepoint.com/sites/BAPIMediaLibrary/Shared%20Documents/Datasheets/Remote_Sensors_Probes_NoPrice-v17.pdf | https://bapisensors.sharepoint.com/sites/BAPIMediaLibrary/Shared%20Documents/Instructions/20910_ins_Remote_Sensor_Passive.pdf
BA/10K311KPP36 | BA/10K-3[11K]-PP-36" | STRAP-ON 10K-311K THMS REMOTE SENSOR 36IN LEADS |  | https://bapisensors.sharepoint.com/sites/BAPIMediaLibrary/Shared%20Documents/Product%20Images/Remote_Sensor_Only.png | https://bapisensors.sharepoint.com/sites/BAPIMediaLibrary/Shared%20Documents/Datasheets/Remote_Sensors_Probes_NoPrice-v17.pdf | https://bapisensors.sharepoint.com/sites/BAPIMediaLibrary/Shared%20Documents/Instructions/20910_ins_Remote_Sensor_Passive.pdf
BA/10K311KPP5 | BA/10K-3[11K]-PP-5' | STRAP-ON 10K-311K THMS REMOTE SENSOR 5FT LEADS |  | https://bapisensors.sharepoint.com/sites/BAPIMediaLibrary/Shared%20Documents/Product%20Images/Remote_Sensor_Only.png | https://bapisensors.sharepoint.com/sites/BAPIMediaLibrary/Shared%20Documents/Datasheets/Remote_Sensors_Probes_NoPrice-v17.pdf | https://bapisensors.sharepoint.com/sites/BAPIMediaLibrary/Shared%20Documents/Instructions/20910_ins_Remote_Sensor_Passive.pdf
BA/10K311KPP6 | BA/10K-3[11K]-PP-6" | STRAP-ON 10K-311K THMS REMOTE SENSOR 6IN LEADS |  | https://bapisensors.sharepoint.com/sites/BAPIMediaLibrary/Shared%20Documents/Product%20Images/Remote_Sensor_Only.png | https://bapisensors.sharepoint.com/sites/BAPIMediaLibrary/Shared%20Documents/Datasheets/Remote_Sensors_Probes_NoPrice-v17.pdf | https://bapisensors.sharepoint.com/sites/BAPIMediaLibrary/Shared%20Documents/Instructions/20910_ins_Remote_Sensor_Passive.pdf
BA/1K3RP15WP | BA/1K[3]-RP-15'-WP | STRAP-ON 15 FT REMOT 1K OHM 385 RTD ALUM BOX 392/1 |  | https://bapisensors.sharepoint.com/sites/BAPIMediaLibrary/Shared%20Documents/Product%20Images/Remote_Probe_WP_300pix.png | https://bapisensors.sharepoint.com/sites/BAPIMediaLibrary/Shared%20Documents/Datasheets/Extreme_Temp_RTD_NoPrice-v17.pdf | https://bapisensors.sharepoint.com/sites/BAPIMediaLibrary/Shared%20Documents/Instructions/8612_ins_RTD_EXTRM.pdf
BA/1K3RPFEP15 | BA/1K[3]-RPFEP-15' | STRAP-ON 15 FT REMOT PROBE 1K OHM 375 RTD 392/1112F |  | https://bapisensors.sharepoint.com/sites/BAPIMediaLibrary/Shared%20Documents/Product%20Images/Remote_Probe_300pix.png | https://bapisensors.sharepoint.com/sites/BAPIMediaLibrary/Shared%20Documents/Datasheets/Extreme_Temp_RTD_NoPrice-v17.pdf | https://bapisensors.sharepoint.com/sites/BAPIMediaLibrary/Shared%20Documents/Instructions/8612_ins_RTD_EXTRM.pdf
BA10K2RPFEP15WP | BA/10K-2-RPFEP-15'-WP | STRAP-ON 15 FT REMOTE PROBE 10K-2 THMS ALUM BOX |  | https://bapisensors.sharepoint.com/sites/BAPIMediaLibrary/Shared%20Documents/Product%20Images/Remote_Probe_WP_300pix.png | https://bapisensors.sharepoint.com/sites/BAPIMediaLibrary/Shared%20Documents/Datasheets/Remote_Sensors_Probes_NoPrice-v17.pdf | https://bapisensors.sharepoint.com/sites/BAPIMediaLibrary/Shared%20Documents/Instructions/20910_ins_Remote_Sensor_Passive.pdf
BA10K2RPFEP15BB | BA/10K-2-RPFEP-15'-BB | STRAP-ON 15 FT REMOTE PROBE 10K-2 THMS BAPI BOX |  | https://bapisensors.sharepoint.com/sites/BAPIMediaLibrary/Shared%20Documents/Product%20Images/Remote_Probe_BB_300pix.png | https://bapisensors.sharepoint.com/sites/BAPIMediaLibrary/Shared%20Documents/Datasheets/Remote_Sensors_Probes_NoPrice-v17.pdf | https://bapisensors.sharepoint.com/sites/BAPIMediaLibrary/Shared%20Documents/Instructions/20910_ins_Remote_Sensor_Passive.pdf
BA10K3RPFEP15BB | BA/10K-3-RPFEP-15'-BB | STRAP-ON 15 FT REMOTE PROBE 10K-3 THMS BAPI BOX |  | https://bapisensors.sharepoint.com/sites/BAPIMediaLibrary/Shared%20Documents/Product%20Images/Remote_Probe_BB_300pix.png | https://bapisensors.sharepoint.com/sites/BAPIMediaLibrary/Shared%20Documents/Datasheets/Remote_Sensors_Probes_NoPrice-v17.pdf | https://bapisensors.sharepoint.com/sites/BAPIMediaLibrary/Shared%20Documents/Instructions/20910_ins_Remote_Sensor_Passive.pdf
BA/10K3RPFEP15 | BA/10K-3-RPFEP-15' | STRAP-ON 15 FT REMOTE PROBE 10K3 THMS THMS |  | https://bapisensors.sharepoint.com/sites/BAPIMediaLibrary/Shared%20Documents/Product%20Images/Remote_Probe_300pix.png | https://bapisensors.sharepoint.com/sites/BAPIMediaLibrary/Shared%20Documents/Datasheets/Remote_Sensors_Probes_NoPrice-v17.pdf | https://bapisensors.sharepoint.com/sites/BAPIMediaLibrary/Shared%20Documents/Instructions/20910_ins_Remote_Sensor_Passive.pdf
BA/10K3RPFEP215 | BA/10K-3-RPFEP2-15' | STRAP-ON 15 FT REMOTE PROBE 10K3 THMS THMS |  | https://bapisensors.sharepoint.com/sites/BAPIMediaLibrary/Shared%20Documents/Product%20Images/Remote_Probe_300pix.png | https://bapisensors.sharepoint.com/sites/BAPIMediaLibrary/Shared%20Documents/Datasheets/Remote_Sensors_Probes_NoPrice-v17.pdf | https://bapisensors.sharepoint.com/sites/BAPIMediaLibrary/Shared%20Documents/Instructions/20910_ins_Remote_Sensor_Passive.pdf
BA/10K3RPFEP18 | BA/10K-3-RPFEP-18" | STRAP-ON 18IN REMOTE PROBE 10K3 THMS THMS |  | https://bapisensors.sharepoint.com/sites/BAPIMediaLibrary/Shared%20Documents/Product%20Images/Remote_Probe_300pix.png | https://bapisensors.sharepoint.com/sites/BAPIMediaLibrary/Shared%20Documents/Datasheets/Remote_Sensors_Probes_NoPrice-v17.pdf | https://bapisensors.sharepoint.com/sites/BAPIMediaLibrary/Shared%20Documents/Instructions/20910_ins_Remote_Sensor_Passive.pdf
BA/10K3RPFEP218 | BA/10K-3-RPFEP2-18" | STRAP-ON 18IN REMOTE PROBE 10K3 THMS THMS |  | https://bapisensors.sharepoint.com/sites/BAPIMediaLibrary/Shared%20Documents/Product%20Images/Remote_Probe_300pix.png | https://bapisensors.sharepoint.com/sites/BAPIMediaLibrary/Shared%20Documents/Datasheets/Remote_Sensors_Probes_NoPrice-v17.pdf | https://bapisensors.sharepoint.com/sites/BAPIMediaLibrary/Shared%20Documents/Instructions/20910_ins_Remote_Sensor_Passive.pdf
BA/2.2KRPFEP18 | BA/2.2K-RPFEP-18" | STRAP-ON 18IN REMOTE PROBE 2.2K THMS |  | https://bapisensors.sharepoint.com/sites/BAPIMediaLibrary/Shared%20Documents/Product%20Images/Remote_Probe_300pix.png | https://bapisensors.sharepoint.com/sites/BAPIMediaLibrary/Shared%20Documents/Datasheets/Remote_Sensors_Probes_NoPrice-v17.pdf | https://bapisensors.sharepoint.com/sites/BAPIMediaLibrary/Shared%20Documents/Instructions/20910_ins_Remote_Sensor_Passive.pdf
BA/1KNIPP18 | BA/1K[NI]-PP-18" | STRAP-ON 1K NICKEL RTD REMOTE PROBE 18IN LEAD |  | https://bapisensors.sharepoint.com/sites/BAPIMediaLibrary/Shared%20Documents/Product%20Images/Remote_Sensor_Only.png | https://bapisensors.sharepoint.com/sites/BAPIMediaLibrary/Shared%20Documents/Datasheets/Remote_Sensors_Probes_NoPrice-v17.pdf | https://bapisensors.sharepoint.com/sites/BAPIMediaLibrary/Shared%20Documents/Instructions/20910_ins_Remote_Sensor_Passive.pdf
BA/1KNIPP6 | BA/1K[NI]-PP-6" | STRAP-ON 1K NICKEL RTD REMOTE PROBE 6IN LEAD |  | https://bapisensors.sharepoint.com/sites/BAPIMediaLibrary/Shared%20Documents/Product%20Images/Remote_Sensor_Only.png | https://bapisensors.sharepoint.com/sites/BAPIMediaLibrary/Shared%20Documents/Datasheets/Remote_Sensors_Probes_NoPrice-v17.pdf | https://bapisensors.sharepoint.com/sites/BAPIMediaLibrary/Shared%20Documents/Instructions/20910_ins_Remote_Sensor_Passive.pdf
BA/1K375PP10BB | BA/1K[375]-PP-10'-BB | STRAP-ON 1K OHM 375 RTD REMOTE 10FT LEAD BAPI BOX |  | https://bapisensors.sharepoint.com/sites/BAPIMediaLibrary/Shared%20Documents/Product%20Images/Remote_Sensor_BB_300pix.png | https://bapisensors.sharepoint.com/sites/BAPIMediaLibrary/Shared%20Documents/Datasheets/Remote_Sensors_Probes_NoPrice-v17.pdf | https://bapisensors.sharepoint.com/sites/BAPIMediaLibrary/Shared%20Documents/Instructions/20910_ins_Remote_Sensor_Passive.pdf
BA/1K375RPP10 | BA/1K[375]-RPP-10' | STRAP-ON 1K OHM 375 RTD REMOTE PROBE 10FT LEAD |  | https://bapisensors.sharepoint.com/sites/BAPIMediaLibrary/Shared%20Documents/Product%20Images/Remote_Probe_300pix.png | https://bapisensors.sharepoint.com/sites/BAPIMediaLibrary/Shared%20Documents/Datasheets/Remote_Sensors_Probes_NoPrice-v17.pdf | https://bapisensors.sharepoint.com/sites/BAPIMediaLibrary/Shared%20Documents/Instructions/20910_ins_Remote_Sensor_Passive.pdf
BA/1K375PP18 | BA/1K[375]-PP-18" | STRAP-ON 1K OHM 375 RTD REMOTE PROBE 18IN LEAD |  | https://bapisensors.sharepoint.com/sites/BAPIMediaLibrary/Shared%20Documents/Product%20Images/Remote_Sensor_Only.png | https://bapisensors.sharepoint.com/sites/BAPIMediaLibrary/Shared%20Documents/Datasheets/Remote_Sensors_Probes_NoPrice-v17.pdf | https://bapisensors.sharepoint.com/sites/BAPIMediaLibrary/Shared%20Documents/Instructions/20910_ins_Remote_Sensor_Passive.pdf
BA/1K375RPFEP18 | BA/1K[375]-RPFEP-18" | STRAP-ON 1K OHM 375 RTD REMOTE PROBE 18IN LEAD |  | https://bapisensors.sharepoint.com/sites/BAPIMediaLibrary/Shared%20Documents/Product%20Images/Remote_Probe_300pix.png | https://bapisensors.sharepoint.com/sites/BAPIMediaLibrary/Shared%20Documents/Datasheets/Remote_Sensors_Probes_NoPrice-v17.pdf | https://bapisensors.sharepoint.com/sites/BAPIMediaLibrary/Shared%20Documents/Instructions/20910_ins_Remote_Sensor_Passive.pdf
BA/1K375RPP18 | BA/1K[375]-RPP-18" | STRAP-ON 1K OHM 375 RTD REMOTE PROBE 18IN LEAD |  | https://bapisensors.sharepoint.com/sites/BAPIMediaLibrary/Shared%20Documents/Product%20Images/Remote_Probe_300pix.png | https://bapisensors.sharepoint.com/sites/BAPIMediaLibrary/Shared%20Documents/Datasheets/Remote_Sensors_Probes_NoPrice-v17.pdf | https://bapisensors.sharepoint.com/sites/BAPIMediaLibrary/Shared%20Documents/Instructions/20910_ins_Remote_Sensor_Passive.pdf
BA/1K375PP25 | BA/1K[375]-PP-25' | STRAP-ON 1K OHM 375 RTD REMOTE PROBE 25FT LEAD |  | https://bapisensors.sharepoint.com/sites/BAPIMediaLibrary/Shared%20Documents/Product%20Images/Remote_Sensor_Only.png | https://bapisensors.sharepoint.com/sites/BAPIMediaLibrary/Shared%20Documents/Datasheets/Remote_Sensors_Probes_NoPrice-v17.pdf | https://bapisensors.sharepoint.com/sites/BAPIMediaLibrary/Shared%20Documents/Instructions/20910_ins_Remote_Sensor_Passive.pdf
BA/1K375RPFEP25 | BA/1K[375]-RPFEP-25' | STRAP-ON 1K OHM 375 RTD REMOTE PROBE 25FT LEAD |  | https://bapisensors.sharepoint.com/sites/BAPIMediaLibrary/Shared%20Documents/Product%20Images/Remote_Probe_300pix.png | https://bapisensors.sharepoint.com/sites/BAPIMediaLibrary/Shared%20Documents/Datasheets/Remote_Sensors_Probes_NoPrice-v17.pdf | https://bapisensors.sharepoint.com/sites/BAPIMediaLibrary/Shared%20Documents/Instructions/20910_ins_Remote_Sensor_Passive.pdf
BA/1K375RPP40 | BA/1K[375]-RPP-40' | STRAP-ON 1K OHM 375 RTD REMOTE PROBE 40FT LEAD |  | https://bapisensors.sharepoint.com/sites/BAPIMediaLibrary/Shared%20Documents/Product%20Images/Remote_Probe_300pix.png | https://bapisensors.sharepoint.com/sites/BAPIMediaLibrary/Shared%20Documents/Datasheets/Remote_Sensors_Probes_NoPrice-v17.pdf | https://bapisensors.sharepoint.com/sites/BAPIMediaLibrary/Shared%20Documents/Instructions/20910_ins_Remote_Sensor_Passive.pdf
BA/1K375P6.5TFE | BA/1K[375]-P-6.5"-TFE | STRAP-ON 1K OHM 375 RTD REPLACE 6.5IN TEFLON LEADS |  | https://bapisensors.sharepoint.com/sites/BAPIMediaLibrary/Shared%20Documents/Product%20Images/Remote_Probe_300pix.png | https://bapisensors.sharepoint.com/sites/BAPIMediaLibrary/Shared%20Documents/Datasheets/Replacement_Probes_NoPrice-v17.pdf | https://bapisensors.sharepoint.com/sites/BAPIMediaLibrary/Shared%20Documents/Instructions/20912_ins_Repl_Probe_Passive.pdf
BA/1K375P1.75PL | BA/1K[375]-P-1.75"-PL | STRAP-ON 1K OHM 375 RTD REPLACE PROBE 1.75IN PLEN 6IN LEAD |  | https://bapisensors.sharepoint.com/sites/BAPIMediaLibrary/Shared%20Documents/Product%20Images/Remote_Probe_300pix.png | https://bapisensors.sharepoint.com/sites/BAPIMediaLibrary/Shared%20Documents/Datasheets/Replacement_Probes_NoPrice-v17.pdf | https://bapisensors.sharepoint.com/sites/BAPIMediaLibrary/Shared%20Documents/Instructions/20912_ins_Repl_Probe_Passive.pdf
BA/1KNISBB | BA/1K[NI]-S-BB | STRAP-ON 1K OHM NICKEL RTD CLAMP ON BAPI BOX |  | https://bapisensors.sharepoint.com/sites/BAPIMediaLibrary/Shared%20Documents/Product%20Images/ClampOn_BB.png | https://bapisensors.sharepoint.com/sites/BAPIMediaLibrary/Shared%20Documents/Datasheets/StrapUnits_temp_NoPrice-v17.pdf | https://bapisensors.sharepoint.com/sites/BAPIMediaLibrary/Shared%20Documents/Instructions/20911_ins_Strap_On_Passive.pdf
BA/1KNISBB2 | BA/1K[NI]-S-BB2 | STRAP-ON 1K OHM NICKEL RTD CLAMP ON BAPI BOX 2 |  | https://bapisensors.sharepoint.com/sites/BAPIMediaLibrary/Shared%20Documents/Product%20Images/Clamp_BB2_300pix.png | https://bapisensors.sharepoint.com/sites/BAPIMediaLibrary/Shared%20Documents/Datasheets/StrapUnits_temp_NoPrice-v17.pdf | https://bapisensors.sharepoint.com/sites/BAPIMediaLibrary/Shared%20Documents/Instructions/20911_ins_Strap_On_Passive.pdf
BA/1KNISBB4 | BA/1K[NI]-S-BB4 | STRAP-ON 1K OHM NICKEL RTD CLAMP ON BAPI BOX 4 |  | https://bapisensors.sharepoint.com/sites/BAPIMediaLibrary/Shared%20Documents/Product%20Images/Clamp_BB4.png | https://bapisensors.sharepoint.com/sites/BAPIMediaLibrary/Shared%20Documents/Datasheets/StrapUnits_temp_NoPrice-v17.pdf | https://bapisensors.sharepoint.com/sites/BAPIMediaLibrary/Shared%20Documents/Instructions/20911_ins_Strap_On_Passive.pdf
BA/1KNISBBTS | BA/1K[NI]-S-BB-TS | STRAP-ON 1K OHM NICKEL RTD CLAMP ON BAPI BOX TRML |  | https://bapisensors.sharepoint.com/sites/BAPIMediaLibrary/Shared%20Documents/Product%20Images/ClampOn_BB.png | https://bapisensors.sharepoint.com/sites/BAPIMediaLibrary/Shared%20Documents/Datasheets/StrapUnits_temp_NoPrice-v17.pdf | https://bapisensors.sharepoint.com/sites/BAPIMediaLibrary/Shared%20Documents/Instructions/20911_ins_Strap_On_Passive.pdf
BA/1KNISJB | BA/1K[NI]-S-JB | STRAP-ON 1K OHM NICKEL RTD CLAMP ON HANDIBOX |  | https://bapisensors.sharepoint.com/sites/BAPIMediaLibrary/Shared%20Documents/Product%20Images/Clamp_JBox_300pix.png | https://bapisensors.sharepoint.com/sites/BAPIMediaLibrary/Shared%20Documents/Datasheets/StrapUnits_temp_NoPrice-v17.pdf | https://bapisensors.sharepoint.com/sites/BAPIMediaLibrary/Shared%20Documents/Instructions/20911_ins_Strap_On_Passive.pdf
BA/1KNIPP18WP | BA/1K[NI]-PP-18"-WP | STRAP-ON 1K OHM NICKEL RTD REMOTE 18IN LEAD ALUM BOX |  | https://bapisensors.sharepoint.com/sites/BAPIMediaLibrary/Shared%20Documents/Product%20Images/Remote_Sensor_WP_300pix.png | https://bapisensors.sharepoint.com/sites/BAPIMediaLibrary/Shared%20Documents/Datasheets/Remote_Sensors_Probes_NoPrice-v17.pdf | https://bapisensors.sharepoint.com/sites/BAPIMediaLibrary/Shared%20Documents/Instructions/20910_ins_Remote_Sensor_Passive.pdf
BA/1KNIPP18BB2 | BA/1K[NI]-PP-18"-BB2 | STRAP-ON 1K OHM NICKEL RTD REMOTE 18IN LEAD BAPI BOX 2 |  | https://bapisensors.sharepoint.com/sites/BAPIMediaLibrary/Shared%20Documents/Product%20Images/Remote_Sensor_BB2_300pix.png | https://bapisensors.sharepoint.com/sites/BAPIMediaLibrary/Shared%20Documents/Datasheets/Remote_Sensors_Probes_NoPrice-v17.pdf | https://bapisensors.sharepoint.com/sites/BAPIMediaLibrary/Shared%20Documents/Instructions/20910_ins_Remote_Sensor_Passive.pdf
BA/1KNIRPFEP210 | BA/1K[NI]-RPFEP2-10' | STRAP-ON 1K OHM NICKEL RTD REMOTE PROBE 10FT LEAD |  | https://bapisensors.sharepoint.com/sites/BAPIMediaLibrary/Shared%20Documents/Product%20Images/Remote_Probe_300pix.png | https://bapisensors.sharepoint.com/sites/BAPIMediaLibrary/Shared%20Documents/Datasheets/Remote_Sensors_Probes_NoPrice-v17.pdf | https://bapisensors.sharepoint.com/sites/BAPIMediaLibrary/Shared%20Documents/Instructions/20910_ins_Remote_Sensor_Passive.pdf
BA/1KNIPP15 | BA/1K[NI]-PP-15' | STRAP-ON 1K OHM NICKEL RTD REMOTE PROBE 15FT LEAD |  | https://bapisensors.sharepoint.com/sites/BAPIMediaLibrary/Shared%20Documents/Product%20Images/Remote_Sensor_Only.png | https://bapisensors.sharepoint.com/sites/BAPIMediaLibrary/Shared%20Documents/Datasheets/Remote_Sensors_Probes_NoPrice-v17.pdf | https://bapisensors.sharepoint.com/sites/BAPIMediaLibrary/Shared%20Documents/Instructions/20910_ins_Remote_Sensor_Passive.pdf
BA/1KNIRPFEP15 | BA/1K[NI]-RPFEP-15' | STRAP-ON 1K OHM NICKEL RTD REMOTE PROBE 15FT LEAD |  | https://bapisensors.sharepoint.com/sites/BAPIMediaLibrary/Shared%20Documents/Product%20Images/Remote_Probe_300pix.png | https://bapisensors.sharepoint.com/sites/BAPIMediaLibrary/Shared%20Documents/Datasheets/Remote_Sensors_Probes_NoPrice-v17.pdf | https://bapisensors.sharepoint.com/sites/BAPIMediaLibrary/Shared%20Documents/Instructions/20910_ins_Remote_Sensor_Passive.pdf
BA/1KNIRPFEP215 | BA/1K[NI]-RPFEP2-15' | STRAP-ON 1K OHM NICKEL RTD REMOTE PROBE 15FT LEAD |  | https://bapisensors.sharepoint.com/sites/BAPIMediaLibrary/Shared%20Documents/Product%20Images/Remote_Probe_300pix.png | https://bapisensors.sharepoint.com/sites/BAPIMediaLibrary/Shared%20Documents/Datasheets/Remote_Sensors_Probes_NoPrice-v17.pdf | https://bapisensors.sharepoint.com/sites/BAPIMediaLibrary/Shared%20Documents/Instructions/20910_ins_Remote_Sensor_Passive.pdf
BA/1KNIRPP15 | BA/1K[NI]-RPP-15' | STRAP-ON 1K OHM NICKEL RTD REMOTE PROBE 15FT LEAD |  | https://bapisensors.sharepoint.com/sites/BAPIMediaLibrary/Shared%20Documents/Product%20Images/Remote_Probe_300pix.png | https://bapisensors.sharepoint.com/sites/BAPIMediaLibrary/Shared%20Documents/Datasheets/Remote_Sensors_Probes_NoPrice-v17.pdf | https://bapisensors.sharepoint.com/sites/BAPIMediaLibrary/Shared%20Documents/Instructions/20910_ins_Remote_Sensor_Passive.pdf
BA/1KNIRPFEP218 | BA/1K[NI]-RPFEP2-18" | STRAP-ON 1K OHM NICKEL RTD REMOTE PROBE 18IN LEAD |  | https://bapisensors.sharepoint.com/sites/BAPIMediaLibrary/Shared%20Documents/Product%20Images/Remote_Probe_300pix.png | https://bapisensors.sharepoint.com/sites/BAPIMediaLibrary/Shared%20Documents/Datasheets/Remote_Sensors_Probes_NoPrice-v17.pdf | https://bapisensors.sharepoint.com/sites/BAPIMediaLibrary/Shared%20Documents/Instructions/20910_ins_Remote_Sensor_Passive.pdf
BA/1KNIRPP18 | BA/1K[NI]-RPP-18" | STRAP-ON 1K OHM NICKEL RTD REMOTE PROBE 18IN LEAD |  | https://bapisensors.sharepoint.com/sites/BAPIMediaLibrary/Shared%20Documents/Product%20Images/Remote_Probe_300pix.png | https://bapisensors.sharepoint.com/sites/BAPIMediaLibrary/Shared%20Documents/Datasheets/Remote_Sensors_Probes_NoPrice-v17.pdf | https://bapisensors.sharepoint.com/sites/BAPIMediaLibrary/Shared%20Documents/Instructions/20910_ins_Remote_Sensor_Passive.pdf
BA/1KNIRPFEP225 | BA/1K[NI]-RPFEP2-25' | STRAP-ON 1K OHM NICKEL RTD REMOTE PROBE 25FT LEAD |  | https://bapisensors.sharepoint.com/sites/BAPIMediaLibrary/Shared%20Documents/Product%20Images/Remote_Probe_300pix.png | https://bapisensors.sharepoint.com/sites/BAPIMediaLibrary/Shared%20Documents/Datasheets/Remote_Sensors_Probes_NoPrice-v17.pdf | https://bapisensors.sharepoint.com/sites/BAPIMediaLibrary/Shared%20Documents/Instructions/20910_ins_Remote_Sensor_Passive.pdf
BA/1KNIRPFEP25 | BA/1K[NI]-RPFEP-25' | STRAP-ON 1K OHM NICKEL RTD REMOTE PROBE 25FT LEAD |  | https://bapisensors.sharepoint.com/sites/BAPIMediaLibrary/Shared%20Documents/Product%20Images/Remote_Probe_300pix.png | https://bapisensors.sharepoint.com/sites/BAPIMediaLibrary/Shared%20Documents/Datasheets/Remote_Sensors_Probes_NoPrice-v17.pdf | https://bapisensors.sharepoint.com/sites/BAPIMediaLibrary/Shared%20Documents/Instructions/20910_ins_Remote_Sensor_Passive.pdf
BA/1KNIRPP25 | BA/1K[NI]-RPP-25' | STRAP-ON 1K OHM NICKEL RTD REMOTE PROBE 25FT LEAD |  | https://bapisensors.sharepoint.com/sites/BAPIMediaLibrary/Shared%20Documents/Product%20Images/Remote_Probe_300pix.png | https://bapisensors.sharepoint.com/sites/BAPIMediaLibrary/Shared%20Documents/Datasheets/Remote_Sensors_Probes_NoPrice-v17.pdf | https://bapisensors.sharepoint.com/sites/BAPIMediaLibrary/Shared%20Documents/Instructions/20910_ins_Remote_Sensor_Passive.pdf
BA/1KNIRPFEP5 | BA/1K[NI]-RPFEP-5' | STRAP-ON 1K OHM NICKEL RTD REMOTE PROBE 5FT LEAD |  | https://bapisensors.sharepoint.com/sites/BAPIMediaLibrary/Shared%20Documents/Product%20Images/Remote_Probe_300pix.png | https://bapisensors.sharepoint.com/sites/BAPIMediaLibrary/Shared%20Documents/Datasheets/Remote_Sensors_Probes_NoPrice-v17.pdf | https://bapisensors.sharepoint.com/sites/BAPIMediaLibrary/Shared%20Documents/Instructions/20910_ins_Remote_Sensor_Passive.pdf
BA/1KNIRPP5 | BA/1K[NI]-RPP-5' | STRAP-ON 1K OHM NICKEL RTD REMOTE PROBE 5FT LEAD |  | https://bapisensors.sharepoint.com/sites/BAPIMediaLibrary/Shared%20Documents/Product%20Images/Remote_Probe_300pix.png | https://bapisensors.sharepoint.com/sites/BAPIMediaLibrary/Shared%20Documents/Datasheets/Remote_Sensors_Probes_NoPrice-v17.pdf | https://bapisensors.sharepoint.com/sites/BAPIMediaLibrary/Shared%20Documents/Instructions/20910_ins_Remote_Sensor_Passive.pdf
BA/1KNIRPFEP6 | BA/1K[NI]-RPFEP-6" | STRAP-ON 1K OHM NICKEL RTD REMOTE PROBE 6IN LEAD |  | https://bapisensors.sharepoint.com/sites/BAPIMediaLibrary/Shared%20Documents/Product%20Images/Remote_Probe_300pix.png | https://bapisensors.sharepoint.com/sites/BAPIMediaLibrary/Shared%20Documents/Datasheets/Remote_Sensors_Probes_NoPrice-v17.pdf | https://bapisensors.sharepoint.com/sites/BAPIMediaLibrary/Shared%20Documents/Instructions/20910_ins_Remote_Sensor_Passive.pdf
BA/1KNIRPP6 | BA/1K[NI]-RPP-6" | STRAP-ON 1K OHM NICKEL RTD REMOTE PROBE 6IN LEAD |  | https://bapisensors.sharepoint.com/sites/BAPIMediaLibrary/Shared%20Documents/Product%20Images/Remote_Probe_300pix.png | https://bapisensors.sharepoint.com/sites/BAPIMediaLibrary/Shared%20Documents/Datasheets/Remote_Sensors_Probes_NoPrice-v17.pdf | https://bapisensors.sharepoint.com/sites/BAPIMediaLibrary/Shared%20Documents/Instructions/20910_ins_Remote_Sensor_Passive.pdf
BA/1KNIP1.75TFE | BA/1K[NI]-P-1.75"-TFE | STRAP-ON 1K OHM NICKEL RTD REPLACE 1.75IN PLEN 6IN LEAD |  | https://bapisensors.sharepoint.com/sites/BAPIMediaLibrary/Shared%20Documents/Product%20Images/Remote_Probe_300pix.png | https://bapisensors.sharepoint.com/sites/BAPIMediaLibrary/Shared%20Documents/Datasheets/Replacement_Probes_NoPrice-v17.pdf | https://bapisensors.sharepoint.com/sites/BAPIMediaLibrary/Shared%20Documents/Instructions/20912_ins_Repl_Probe_Passive.pdf
BA/1KNIP6.5TFE | BA/1K[NI]-P-6.5"-TFE | STRAP-ON 1K OHM NICKEL RTD REPLACE 6.5IN PLEN 6IN LEAD |  | https://bapisensors.sharepoint.com/sites/BAPIMediaLibrary/Shared%20Documents/Product%20Images/Remote_Probe_300pix.png | https://bapisensors.sharepoint.com/sites/BAPIMediaLibrary/Shared%20Documents/Datasheets/Replacement_Probes_NoPrice-v17.pdf | https://bapisensors.sharepoint.com/sites/BAPIMediaLibrary/Shared%20Documents/Instructions/20912_ins_Repl_Probe_Passive.pdf
BA/1KNIP8.25TFE | BA/1K[NI]-P-8.25"-TFE | STRAP-ON 1K OHM NICKEL RTD REPLACE 8.25IN PLEN 6IN LEAD |  | https://bapisensors.sharepoint.com/sites/BAPIMediaLibrary/Shared%20Documents/Product%20Images/Remote_Probe_300pix.png | https://bapisensors.sharepoint.com/sites/BAPIMediaLibrary/Shared%20Documents/Datasheets/Replacement_Probes_NoPrice-v17.pdf | https://bapisensors.sharepoint.com/sites/BAPIMediaLibrary/Shared%20Documents/Instructions/20912_ins_Repl_Probe_Passive.pdf
BA/1KNISTPBB2 | BA/1K[NI]-STP-BB2 | STRAP-ON 1K OHM NICKEL RTD SPRING BAPI BOX 2 |  | https://bapisensors.sharepoint.com/sites/BAPIMediaLibrary/Shared%20Documents/Product%20Images/SpringLoaded_BB2.png | https://bapisensors.sharepoint.com/sites/BAPIMediaLibrary/Shared%20Documents/Datasheets/StrapUnits_temp_NoPrice-v17.pdf | https://bapisensors.sharepoint.com/sites/BAPIMediaLibrary/Shared%20Documents/Instructions/20911_ins_Strap_On_Passive.pdf
BA/1KNISTPBB4 | BA/1K[NI]-STP-BB4 | STRAP-ON 1K OHM NICKEL RTD SPRING BAPI BOX 4 |  | https://bapisensors.sharepoint.com/sites/BAPIMediaLibrary/Shared%20Documents/Product%20Images/SpringLoaded_BB4.png | https://bapisensors.sharepoint.com/sites/BAPIMediaLibrary/Shared%20Documents/Datasheets/StrapUnits_temp_NoPrice-v17.pdf | https://bapisensors.sharepoint.com/sites/BAPIMediaLibrary/Shared%20Documents/Instructions/20911_ins_Strap_On_Passive.pdf
BA/1KNISTPJB | BA/1K[NI]-STP-JB | STRAP-ON 1K OHM NICKEL RTD SPRING HANDIBOX |  | https://bapisensors.sharepoint.com/sites/BAPIMediaLibrary/Shared%20Documents/Product%20Images/Strap_JB_300pix.png | https://bapisensors.sharepoint.com/sites/BAPIMediaLibrary/Shared%20Documents/Datasheets/StrapUnits_temp_NoPrice-v17.pdf | https://bapisensors.sharepoint.com/sites/BAPIMediaLibrary/Shared%20Documents/Instructions/20911_ins_Strap_On_Passive.pdf
BA/1KPP10BB2 | BA/1K-PP-10'-BB2 | STRAP-ON 1K OHM RTD REMOTE 10FT LEADS BAPI BOX 2 |  | https://bapisensors.sharepoint.com/sites/BAPIMediaLibrary/Shared%20Documents/Product%20Images/Remote_Sensor_BB2_300pix.png | https://bapisensors.sharepoint.com/sites/BAPIMediaLibrary/Shared%20Documents/Datasheets/Remote_Sensors_Probes_NoPrice-v17.pdf | https://bapisensors.sharepoint.com/sites/BAPIMediaLibrary/Shared%20Documents/Instructions/20910_ins_Remote_Sensor_Passive.pdf
BA/1KRPP10BB2 | BA/1K-RPP-10'-BB2 | STRAP-ON 1K OHM RTD REMOTE 10FT LEADS BAPI BOX 2 |  | https://bapisensors.sharepoint.com/sites/BAPIMediaLibrary/Shared%20Documents/Product%20Images/Remote_Probe_300pix.png | https://bapisensors.sharepoint.com/sites/BAPIMediaLibrary/Shared%20Documents/Datasheets/Remote_Sensors_Probes_NoPrice-v17.pdf | https://bapisensors.sharepoint.com/sites/BAPIMediaLibrary/Shared%20Documents/Instructions/20910_ins_Remote_Sensor_Passive.pdf
BA/1K2RP10 | BA/1K[2]-RP-10' | STRAP-ON 1K OHM RTD REMOTE PROBE 10FT LEAD 212/410F |  | https://bapisensors.sharepoint.com/sites/BAPIMediaLibrary/Shared%20Documents/Product%20Images/Remote_Probe_300pix.png | https://bapisensors.sharepoint.com/sites/BAPIMediaLibrary/Shared%20Documents/Datasheets/Extreme_Temp_RTD_NoPrice-v17.pdf | https://bapisensors.sharepoint.com/sites/BAPIMediaLibrary/Shared%20Documents/Instructions/8612_ins_RTD_EXTRM.pdf
BA/1K2RPFEP10 | BA/1K[2]-RPFEP-10' | STRAP-ON 1K OHM RTD REMOTE PROBE 10FT LEAD 212/410F |  | https://bapisensors.sharepoint.com/sites/BAPIMediaLibrary/Shared%20Documents/Product%20Images/Remote_Probe_300pix.png | https://bapisensors.sharepoint.com/sites/BAPIMediaLibrary/Shared%20Documents/Datasheets/Extreme_Temp_RTD_NoPrice-v17.pdf | https://bapisensors.sharepoint.com/sites/BAPIMediaLibrary/Shared%20Documents/Instructions/8612_ins_RTD_EXTRM.pdf
BA/1K1RP10 | BA/1K[1]-RP-10' | STRAP-ON 1K OHM RTD REMOTE PROBE 10FT LEAD -328/32F |  | https://bapisensors.sharepoint.com/sites/BAPIMediaLibrary/Shared%20Documents/Product%20Images/Remote_Probe_300pix.png | https://bapisensors.sharepoint.com/sites/BAPIMediaLibrary/Shared%20Documents/Datasheets/Extreme_Temp_RTD_NoPrice-v17.pdf | https://bapisensors.sharepoint.com/sites/BAPIMediaLibrary/Shared%20Documents/Instructions/8612_ins_RTD_EXTRM.pdf
BA/1K1RPFEP10 | BA/1K[1]-RPFEP-10' | STRAP-ON 1K OHM RTD REMOTE PROBE 10FT LEAD -328/32F |  | https://bapisensors.sharepoint.com/sites/BAPIMediaLibrary/Shared%20Documents/Product%20Images/Remote_Probe_300pix.png | https://bapisensors.sharepoint.com/sites/BAPIMediaLibrary/Shared%20Documents/Datasheets/Extreme_Temp_RTD_NoPrice-v17.pdf | https://bapisensors.sharepoint.com/sites/BAPIMediaLibrary/Shared%20Documents/Instructions/8612_ins_RTD_EXTRM.pdf
BA/1KRPFEP10 | BA/1K-RPFEP-10' | STRAP-ON 1K OHM RTD REMOTE PROBE 10FT LEADS |  | https://bapisensors.sharepoint.com/sites/BAPIMediaLibrary/Shared%20Documents/Product%20Images/Remote_Probe_300pix.png | https://bapisensors.sharepoint.com/sites/BAPIMediaLibrary/Shared%20Documents/Datasheets/Remote_Sensors_Probes_NoPrice-v17.pdf | https://bapisensors.sharepoint.com/sites/BAPIMediaLibrary/Shared%20Documents/Instructions/20910_ins_Remote_Sensor_Passive.pdf
BA/1KRPFEP210 | BA/1K-RPFEP2-10' | STRAP-ON 1K OHM RTD REMOTE PROBE 10FT LEADS |  | https://bapisensors.sharepoint.com/sites/BAPIMediaLibrary/Shared%20Documents/Product%20Images/Remote_Probe_300pix.png | https://bapisensors.sharepoint.com/sites/BAPIMediaLibrary/Shared%20Documents/Datasheets/Remote_Sensors_Probes_NoPrice-v17.pdf | https://bapisensors.sharepoint.com/sites/BAPIMediaLibrary/Shared%20Documents/Instructions/20910_ins_Remote_Sensor_Passive.pdf
BA/1KARPFEP10 | BA/1K[A]-RPFEP-10' | STRAP-ON 1K OHM RTD REMOTE PROBE 10FT LEADS HI ACCY |  | https://bapisensors.sharepoint.com/sites/BAPIMediaLibrary/Shared%20Documents/Product%20Images/Remote_Probe_300pix.png | https://bapisensors.sharepoint.com/sites/BAPIMediaLibrary/Shared%20Documents/Datasheets/Remote_Sensors_Probes_NoPrice-v17.pdf | https://bapisensors.sharepoint.com/sites/BAPIMediaLibrary/Shared%20Documents/Instructions/20910_ins_Remote_Sensor_Passive.pdf
BA/1KARPFEP210 | BA/1K[A]-RPFEP2-10' | STRAP-ON 1K OHM RTD REMOTE PROBE 10FT LEADS HI ACCY |  | https://bapisensors.sharepoint.com/sites/BAPIMediaLibrary/Shared%20Documents/Product%20Images/Remote_Probe_300pix.png | https://bapisensors.sharepoint.com/sites/BAPIMediaLibrary/Shared%20Documents/Datasheets/Remote_Sensors_Probes_NoPrice-v17.pdf | https://bapisensors.sharepoint.com/sites/BAPIMediaLibrary/Shared%20Documents/Instructions/20910_ins_Remote_Sensor_Passive.pdf
BA/1KRPFEP212 | BA/1K-RPFEP2-12' | STRAP-ON 1K OHM RTD REMOTE PROBE 12FT LEADS |  | https://bapisensors.sharepoint.com/sites/BAPIMediaLibrary/Shared%20Documents/Product%20Images/Remote_Probe_300pix.png | https://bapisensors.sharepoint.com/sites/BAPIMediaLibrary/Shared%20Documents/Datasheets/Remote_Sensors_Probes_NoPrice-v17.pdf | https://bapisensors.sharepoint.com/sites/BAPIMediaLibrary/Shared%20Documents/Instructions/20910_ins_Remote_Sensor_Passive.pdf
BA/1KRP12TFE | BA/1K-RP-12"-TFE | STRAP-ON 1K OHM RTD REMOTE PROBE 12IN TEF LEADS |  | https://bapisensors.sharepoint.com/sites/BAPIMediaLibrary/Shared%20Documents/Product%20Images/Remote_Probe_300pix.png | https://bapisensors.sharepoint.com/sites/BAPIMediaLibrary/Shared%20Documents/Datasheets/Remote_Sensors_Probes_NoPrice-v17.pdf | https://bapisensors.sharepoint.com/sites/BAPIMediaLibrary/Shared%20Documents/Instructions/20910_ins_Remote_Sensor_Passive.pdf
BA/1KRPFEP214 | BA/1K-RPFEP2-14' | STRAP-ON 1K OHM RTD REMOTE PROBE 14FT LEADS |  | https://bapisensors.sharepoint.com/sites/BAPIMediaLibrary/Shared%20Documents/Product%20Images/Remote_Probe_300pix.png | https://bapisensors.sharepoint.com/sites/BAPIMediaLibrary/Shared%20Documents/Datasheets/Remote_Sensors_Probes_NoPrice-v17.pdf | https://bapisensors.sharepoint.com/sites/BAPIMediaLibrary/Shared%20Documents/Instructions/20910_ins_Remote_Sensor_Passive.pdf
BA/1K1RPFEP15 | BA/1K[1]-RPFEP-15' | STRAP-ON 1K OHM RTD REMOTE PROBE 15FT LEAD -328/3 |  | https://bapisensors.sharepoint.com/sites/BAPIMediaLibrary/Shared%20Documents/Product%20Images/Remote_Probe_300pix.png | https://bapisensors.sharepoint.com/sites/BAPIMediaLibrary/Shared%20Documents/Datasheets/Extreme_Temp_RTD_NoPrice-v17.pdf | https://bapisensors.sharepoint.com/sites/BAPIMediaLibrary/Shared%20Documents/Instructions/8612_ins_RTD_EXTRM.pdf
BA/1KRPFEP15 | BA/1K-RPFEP-15' | STRAP-ON 1K OHM RTD REMOTE PROBE 15FT LEADS |  | https://bapisensors.sharepoint.com/sites/BAPIMediaLibrary/Shared%20Documents/Product%20Images/Remote_Probe_300pix.png | https://bapisensors.sharepoint.com/sites/BAPIMediaLibrary/Shared%20Documents/Datasheets/Remote_Sensors_Probes_NoPrice-v17.pdf | https://bapisensors.sharepoint.com/sites/BAPIMediaLibrary/Shared%20Documents/Instructions/20910_ins_Remote_Sensor_Passive.pdf
BA/1KRPFEP215 | BA/1K-RPFEP2-15' | STRAP-ON 1K OHM RTD REMOTE PROBE 15FT LEADS |  | https://bapisensors.sharepoint.com/sites/BAPIMediaLibrary/Shared%20Documents/Product%20Images/Remote_Probe_300pix.png | https://bapisensors.sharepoint.com/sites/BAPIMediaLibrary/Shared%20Documents/Datasheets/Remote_Sensors_Probes_NoPrice-v17.pdf | https://bapisensors.sharepoint.com/sites/BAPIMediaLibrary/Shared%20Documents/Instructions/20910_ins_Remote_Sensor_Passive.pdf
BA/1KRPFEP15WP | BA/1K-RPFEP-15'-WP | STRAP-ON 1K OHM RTD REMOTE PROBE 15FT LEADS ALUM BOX |  | https://bapisensors.sharepoint.com/sites/BAPIMediaLibrary/Shared%20Documents/Product%20Images/Remote_Probe_WP_300pix.png | https://bapisensors.sharepoint.com/sites/BAPIMediaLibrary/Shared%20Documents/Datasheets/Remote_Sensors_Probes_NoPrice-v17.pdf | https://bapisensors.sharepoint.com/sites/BAPIMediaLibrary/Shared%20Documents/Instructions/20910_ins_Remote_Sensor_Passive.pdf
BA/1KRPFEP215WP | BA/1K-RPFEP2-15'-WP | STRAP-ON 1K OHM RTD REMOTE PROBE 15FT LEADS ALUM BOX |  | https://bapisensors.sharepoint.com/sites/BAPIMediaLibrary/Shared%20Documents/Product%20Images/Remote_Probe_WP_300pix.png | https://bapisensors.sharepoint.com/sites/BAPIMediaLibrary/Shared%20Documents/Datasheets/Remote_Sensors_Probes_NoPrice-v17.pdf | https://bapisensors.sharepoint.com/sites/BAPIMediaLibrary/Shared%20Documents/Instructions/20910_ins_Remote_Sensor_Passive.pdf
BA/1KRPFEP216 | BA/1K-RPFEP2-16' | STRAP-ON 1K OHM RTD REMOTE PROBE 16FT LEADS |  | https://bapisensors.sharepoint.com/sites/BAPIMediaLibrary/Shared%20Documents/Product%20Images/Remote_Probe_300pix.png | https://bapisensors.sharepoint.com/sites/BAPIMediaLibrary/Shared%20Documents/Datasheets/Remote_Sensors_Probes_NoPrice-v17.pdf | https://bapisensors.sharepoint.com/sites/BAPIMediaLibrary/Shared%20Documents/Instructions/20910_ins_Remote_Sensor_Passive.pdf
BA/1KRPFEP18 | BA/1K-RPFEP-18" | STRAP-ON 1K OHM RTD REMOTE PROBE 18IN LEADS |  | https://bapisensors.sharepoint.com/sites/BAPIMediaLibrary/Shared%20Documents/Product%20Images/Remote_Probe_300pix.png | https://bapisensors.sharepoint.com/sites/BAPIMediaLibrary/Shared%20Documents/Datasheets/Remote_Sensors_Probes_NoPrice-v17.pdf | https://bapisensors.sharepoint.com/sites/BAPIMediaLibrary/Shared%20Documents/Instructions/20910_ins_Remote_Sensor_Passive.pdf
BA/1KRPFEP218 | BA/1K-RPFEP2-18' | STRAP-ON 1K OHM RTD REMOTE PROBE 18IN LEADS |  | https://bapisensors.sharepoint.com/sites/BAPIMediaLibrary/Shared%20Documents/Product%20Images/Remote_Probe_300pix.png | https://bapisensors.sharepoint.com/sites/BAPIMediaLibrary/Shared%20Documents/Datasheets/Remote_Sensors_Probes_NoPrice-v17.pdf | https://bapisensors.sharepoint.com/sites/BAPIMediaLibrary/Shared%20Documents/Instructions/20910_ins_Remote_Sensor_Passive.pdf
BA/1KRPFEP218WP | BA/1K-RPFEP2-18"-WP | STRAP-ON 1K OHM RTD REMOTE PROBE 18IN LEADS ALUM BOX |  | https://bapisensors.sharepoint.com/sites/BAPIMediaLibrary/Shared%20Documents/Product%20Images/Remote_Probe_WP_300pix.png | https://bapisensors.sharepoint.com/sites/BAPIMediaLibrary/Shared%20Documents/Datasheets/Remote_Sensors_Probes_NoPrice-v17.pdf | https://bapisensors.sharepoint.com/sites/BAPIMediaLibrary/Shared%20Documents/Instructions/20910_ins_Remote_Sensor_Passive.pdf
BA/1KRPFEP18BB | BA/1K-RPFEP-18"-BB | STRAP-ON 1K OHM RTD REMOTE PROBE 18IN LEADS BAPI B |  | https://bapisensors.sharepoint.com/sites/BAPIMediaLibrary/Shared%20Documents/Product%20Images/Remote_Probe_BB_300pix.png | https://bapisensors.sharepoint.com/sites/BAPIMediaLibrary/Shared%20Documents/Datasheets/Remote_Sensors_Probes_NoPrice-v17.pdf | https://bapisensors.sharepoint.com/sites/BAPIMediaLibrary/Shared%20Documents/Instructions/20910_ins_Remote_Sensor_Passive.pdf
BA/1KPP18BB2 | BA/1K-PP-18"-BB2 | STRAP-ON 1K OHM RTD REMOTE PROBE 18IN LEADS BAPI BOX 2 |  | https://bapisensors.sharepoint.com/sites/BAPIMediaLibrary/Shared%20Documents/Product%20Images/Remote_Sensor_BB2_300pix.png | https://bapisensors.sharepoint.com/sites/BAPIMediaLibrary/Shared%20Documents/Datasheets/Remote_Sensors_Probes_NoPrice-v17.pdf | https://bapisensors.sharepoint.com/sites/BAPIMediaLibrary/Shared%20Documents/Instructions/20910_ins_Remote_Sensor_Passive.pdf
BA/1KRPFEP18BB2 | BA/1K-RPFEP-18"-BB2 | STRAP-ON 1K OHM RTD REMOTE PROBE 18IN LEADS BAPI BOX 2 |  | https://bapisensors.sharepoint.com/sites/BAPIMediaLibrary/Shared%20Documents/Product%20Images/Remote_BB2_Blue.png | https://bapisensors.sharepoint.com/sites/BAPIMediaLibrary/Shared%20Documents/Datasheets/Remote_Sensors_Probes_NoPrice-v17.pdf | https://bapisensors.sharepoint.com/sites/BAPIMediaLibrary/Shared%20Documents/Instructions/20910_ins_Remote_Sensor_Passive.pdf
BA/1KARPFEP18 | BA/1K[A]-RPFEP-18" | STRAP-ON 1K OHM RTD REMOTE PROBE 18IN LEADS HI ACCY |  | https://bapisensors.sharepoint.com/sites/BAPIMediaLibrary/Shared%20Documents/Product%20Images/Remote_Probe_300pix.png | https://bapisensors.sharepoint.com/sites/BAPIMediaLibrary/Shared%20Documents/Datasheets/Remote_Sensors_Probes_NoPrice-v17.pdf | https://bapisensors.sharepoint.com/sites/BAPIMediaLibrary/Shared%20Documents/Instructions/20910_ins_Remote_Sensor_Passive.pdf
BA/1KARPFEP218 | BA/1K[A]-RPFEP2-18" | STRAP-ON 1K OHM RTD REMOTE PROBE 18IN LEADS HI ACCY |  | https://bapisensors.sharepoint.com/sites/BAPIMediaLibrary/Shared%20Documents/Product%20Images/Remote_Probe_300pix.png | https://bapisensors.sharepoint.com/sites/BAPIMediaLibrary/Shared%20Documents/Datasheets/Remote_Sensors_Probes_NoPrice-v17.pdf | https://bapisensors.sharepoint.com/sites/BAPIMediaLibrary/Shared%20Documents/Instructions/20910_ins_Remote_Sensor_Passive.pdf
BA/1KPP20 | BA/1K-PP-20' | STRAP-ON 1K OHM RTD REMOTE PROBE 20FT LEADS |  | https://bapisensors.sharepoint.com/sites/BAPIMediaLibrary/Shared%20Documents/Product%20Images/Remote_Sensor_Only.png | https://bapisensors.sharepoint.com/sites/BAPIMediaLibrary/Shared%20Documents/Datasheets/Remote_Sensors_Probes_NoPrice-v17.pdf | https://bapisensors.sharepoint.com/sites/BAPIMediaLibrary/Shared%20Documents/Instructions/20910_ins_Remote_Sensor_Passive.pdf
BA/1KRPFEP20 | BA/1K-RPFEP-20' | STRAP-ON 1K OHM RTD REMOTE PROBE 20FT LEADS |  | https://bapisensors.sharepoint.com/sites/BAPIMediaLibrary/Shared%20Documents/Product%20Images/Remote_Probe_300pix.png | https://bapisensors.sharepoint.com/sites/BAPIMediaLibrary/Shared%20Documents/Datasheets/Remote_Sensors_Probes_NoPrice-v17.pdf | https://bapisensors.sharepoint.com/sites/BAPIMediaLibrary/Shared%20Documents/Instructions/20910_ins_Remote_Sensor_Passive.pdf
BA/1KRPFEP220 | BA/1K-RPFEP2-20' | STRAP-ON 1K OHM RTD REMOTE PROBE 20FT LEADS |  | https://bapisensors.sharepoint.com/sites/BAPIMediaLibrary/Shared%20Documents/Product%20Images/Remote_Probe_300pix.png | https://bapisensors.sharepoint.com/sites/BAPIMediaLibrary/Shared%20Documents/Datasheets/Remote_Sensors_Probes_NoPrice-v17.pdf | https://bapisensors.sharepoint.com/sites/BAPIMediaLibrary/Shared%20Documents/Instructions/20910_ins_Remote_Sensor_Passive.pdf
BA/1KRPFEP220WP | BA/1K-RPFEP2-20'-WP | STRAP-ON 1K OHM RTD REMOTE PROBE 20FT LEADS ALUM B |  | https://bapisensors.sharepoint.com/sites/BAPIMediaLibrary/Shared%20Documents/Product%20Images/Remote_Probe_WP_300pix.png | https://bapisensors.sharepoint.com/sites/BAPIMediaLibrary/Shared%20Documents/Datasheets/Remote_Sensors_Probes_NoPrice-v17.pdf | https://bapisensors.sharepoint.com/sites/BAPIMediaLibrary/Shared%20Documents/Instructions/20910_ins_Remote_Sensor_Passive.pdf
BA/1KRPFEP222 | BA/1K-RPFEP2-22' | STRAP-ON 1K OHM RTD REMOTE PROBE 22FT LEADS |  | https://bapisensors.sharepoint.com/sites/BAPIMediaLibrary/Shared%20Documents/Product%20Images/Remote_Probe_300pix.png | https://bapisensors.sharepoint.com/sites/BAPIMediaLibrary/Shared%20Documents/Datasheets/Remote_Sensors_Probes_NoPrice-v17.pdf | https://bapisensors.sharepoint.com/sites/BAPIMediaLibrary/Shared%20Documents/Instructions/20910_ins_Remote_Sensor_Passive.pdf
BA/1KPP24 | BA/1K-PP-24" | STRAP-ON 1K OHM RTD REMOTE PROBE 24FT LEADS |  | https://bapisensors.sharepoint.com/sites/BAPIMediaLibrary/Shared%20Documents/Product%20Images/Remote_Sensor_Only.png | https://bapisensors.sharepoint.com/sites/BAPIMediaLibrary/Shared%20Documents/Datasheets/Remote_Sensors_Probes_NoPrice-v17.pdf | https://bapisensors.sharepoint.com/sites/BAPIMediaLibrary/Shared%20Documents/Instructions/20910_ins_Remote_Sensor_Passive.pdf
BA/1KRPFEP224 | BA/1K-RPFEP2-24' | STRAP-ON 1K OHM RTD REMOTE PROBE 24FT LEADS |  | https://bapisensors.sharepoint.com/sites/BAPIMediaLibrary/Shared%20Documents/Product%20Images/Remote_Probe_300pix.png | https://bapisensors.sharepoint.com/sites/BAPIMediaLibrary/Shared%20Documents/Datasheets/Remote_Sensors_Probes_NoPrice-v17.pdf | https://bapisensors.sharepoint.com/sites/BAPIMediaLibrary/Shared%20Documents/Instructions/20910_ins_Remote_Sensor_Passive.pdf
BA/1K2RPFEP25 | BA/1K[2]-RPFEP-25' | STRAP-ON 1K OHM RTD REMOTE PROBE 25FT LEAD 212/41 |  | https://bapisensors.sharepoint.com/sites/BAPIMediaLibrary/Shared%20Documents/Product%20Images/Remote_Probe_300pix.png | https://bapisensors.sharepoint.com/sites/BAPIMediaLibrary/Shared%20Documents/Datasheets/Extreme_Temp_RTD_NoPrice-v17.pdf | https://bapisensors.sharepoint.com/sites/BAPIMediaLibrary/Shared%20Documents/Instructions/8612_ins_RTD_EXTRM.pdf
BA/1KRPFEP225 | BA/1K-RPFEP2-25' | STRAP-ON 1K OHM RTD REMOTE PROBE 25FT LEADS |  | https://bapisensors.sharepoint.com/sites/BAPIMediaLibrary/Shared%20Documents/Product%20Images/Remote_Probe_300pix.png | https://bapisensors.sharepoint.com/sites/BAPIMediaLibrary/Shared%20Documents/Datasheets/Remote_Sensors_Probes_NoPrice-v17.pdf | https://bapisensors.sharepoint.com/sites/BAPIMediaLibrary/Shared%20Documents/Instructions/20910_ins_Remote_Sensor_Passive.pdf
BA/1KRPFEP25 | BA/1K-RPFEP-25' | STRAP-ON 1K OHM RTD REMOTE PROBE 25FT LEADS |  | https://bapisensors.sharepoint.com/sites/BAPIMediaLibrary/Shared%20Documents/Product%20Images/Remote_Probe_300pix.png | https://bapisensors.sharepoint.com/sites/BAPIMediaLibrary/Shared%20Documents/Datasheets/Remote_Sensors_Probes_NoPrice-v17.pdf | https://bapisensors.sharepoint.com/sites/BAPIMediaLibrary/Shared%20Documents/Instructions/20910_ins_Remote_Sensor_Passive.pdf
BA/1KRPP25 | BA/1K-RPP-25' | STRAP-ON 1K OHM RTD REMOTE PROBE 25FT LEADS |  | https://bapisensors.sharepoint.com/sites/BAPIMediaLibrary/Shared%20Documents/Product%20Images/Remote_Probe_300pix.png | https://bapisensors.sharepoint.com/sites/BAPIMediaLibrary/Shared%20Documents/Datasheets/Remote_Sensors_Probes_NoPrice-v17.pdf | https://bapisensors.sharepoint.com/sites/BAPIMediaLibrary/Shared%20Documents/Instructions/20910_ins_Remote_Sensor_Passive.pdf
BA/1KRPFEP225WP | BA/1K-RPFEP2-25'-WP | STRAP-ON 1K OHM RTD REMOTE PROBE 25FT LEADS ALUM BOX |  | https://bapisensors.sharepoint.com/sites/BAPIMediaLibrary/Shared%20Documents/Product%20Images/Remote_Probe_WP_300pix.png | https://bapisensors.sharepoint.com/sites/BAPIMediaLibrary/Shared%20Documents/Datasheets/Remote_Sensors_Probes_NoPrice-v17.pdf | https://bapisensors.sharepoint.com/sites/BAPIMediaLibrary/Shared%20Documents/Instructions/20910_ins_Remote_Sensor_Passive.pdf
BA/1KRPFEP226 | BA/1K-RPFEP2-26' | STRAP-ON 1K OHM RTD REMOTE PROBE 26FT LEADS |  | https://bapisensors.sharepoint.com/sites/BAPIMediaLibrary/Shared%20Documents/Product%20Images/Remote_Probe_300pix.png | https://bapisensors.sharepoint.com/sites/BAPIMediaLibrary/Shared%20Documents/Datasheets/Remote_Sensors_Probes_NoPrice-v17.pdf | https://bapisensors.sharepoint.com/sites/BAPIMediaLibrary/Shared%20Documents/Instructions/20910_ins_Remote_Sensor_Passive.pdf
BA/1KRPFEP228 | BA/1K-RPFEP2-28' | STRAP-ON 1K OHM RTD REMOTE PROBE 28FT LEADS |  | https://bapisensors.sharepoint.com/sites/BAPIMediaLibrary/Shared%20Documents/Product%20Images/Remote_Probe_300pix.png | https://bapisensors.sharepoint.com/sites/BAPIMediaLibrary/Shared%20Documents/Datasheets/Remote_Sensors_Probes_NoPrice-v17.pdf | https://bapisensors.sharepoint.com/sites/BAPIMediaLibrary/Shared%20Documents/Instructions/20910_ins_Remote_Sensor_Passive.pdf
BA/1KRPFEP22 | BA/1K-RPFEP2-2' | STRAP-ON 1K OHM RTD REMOTE PROBE 2FT LEADS |  | https://bapisensors.sharepoint.com/sites/BAPIMediaLibrary/Shared%20Documents/Product%20Images/Remote_Probe_300pix.png | https://bapisensors.sharepoint.com/sites/BAPIMediaLibrary/Shared%20Documents/Datasheets/Remote_Sensors_Probes_NoPrice-v17.pdf | https://bapisensors.sharepoint.com/sites/BAPIMediaLibrary/Shared%20Documents/Instructions/20910_ins_Remote_Sensor_Passive.pdf
BA/1KRPFEP230 | BA/1K-RPFEP2-30' | STRAP-ON 1K OHM RTD REMOTE PROBE 30FT LEADS |  | https://bapisensors.sharepoint.com/sites/BAPIMediaLibrary/Shared%20Documents/Product%20Images/Remote_Probe_300pix.png | https://bapisensors.sharepoint.com/sites/BAPIMediaLibrary/Shared%20Documents/Datasheets/Remote_Sensors_Probes_NoPrice-v17.pdf | https://bapisensors.sharepoint.com/sites/BAPIMediaLibrary/Shared%20Documents/Instructions/20910_ins_Remote_Sensor_Passive.pdf
BA/1KRPFEP30 | BA/1K-RPFEP-30' | STRAP-ON 1K OHM RTD REMOTE PROBE 30FT LEADS |  | https://bapisensors.sharepoint.com/sites/BAPIMediaLibrary/Shared%20Documents/Product%20Images/Remote_Probe_300pix.png | https://bapisensors.sharepoint.com/sites/BAPIMediaLibrary/Shared%20Documents/Datasheets/Remote_Sensors_Probes_NoPrice-v17.pdf | https://bapisensors.sharepoint.com/sites/BAPIMediaLibrary/Shared%20Documents/Instructions/20910_ins_Remote_Sensor_Passive.pdf
BA/1KRPFEP232 | BA/1K-RPFEP2-32' | STRAP-ON 1K OHM RTD REMOTE PROBE 32FT LEADS |  | https://bapisensors.sharepoint.com/sites/BAPIMediaLibrary/Shared%20Documents/Product%20Images/Remote_Probe_300pix.png | https://bapisensors.sharepoint.com/sites/BAPIMediaLibrary/Shared%20Documents/Datasheets/Remote_Sensors_Probes_NoPrice-v17.pdf | https://bapisensors.sharepoint.com/sites/BAPIMediaLibrary/Shared%20Documents/Instructions/20910_ins_Remote_Sensor_Passive.pdf
BA/1KRPFEP234 | BA/1K-RPFEP2-34' | STRAP-ON 1K OHM RTD REMOTE PROBE 34FT LEADS |  | https://bapisensors.sharepoint.com/sites/BAPIMediaLibrary/Shared%20Documents/Product%20Images/Remote_Probe_300pix.png | https://bapisensors.sharepoint.com/sites/BAPIMediaLibrary/Shared%20Documents/Datasheets/Remote_Sensors_Probes_NoPrice-v17.pdf | https://bapisensors.sharepoint.com/sites/BAPIMediaLibrary/Shared%20Documents/Instructions/20910_ins_Remote_Sensor_Passive.pdf
BA/1KRPFEP236 | BA/1K-RPFEP2-36' | STRAP-ON 1K OHM RTD REMOTE PROBE 36FT LEADS |  | https://bapisensors.sharepoint.com/sites/BAPIMediaLibrary/Shared%20Documents/Product%20Images/Remote_Probe_300pix.png | https://bapisensors.sharepoint.com/sites/BAPIMediaLibrary/Shared%20Documents/Datasheets/Remote_Sensors_Probes_NoPrice-v17.pdf | https://bapisensors.sharepoint.com/sites/BAPIMediaLibrary/Shared%20Documents/Instructions/20910_ins_Remote_Sensor_Passive.pdf
BA/1KRPFEP238 | BA/1K-RPFEP2-38' | STRAP-ON 1K OHM RTD REMOTE PROBE 38FT LEADS |  | https://bapisensors.sharepoint.com/sites/BAPIMediaLibrary/Shared%20Documents/Product%20Images/Remote_Probe_300pix.png | https://bapisensors.sharepoint.com/sites/BAPIMediaLibrary/Shared%20Documents/Datasheets/Remote_Sensors_Probes_NoPrice-v17.pdf | https://bapisensors.sharepoint.com/sites/BAPIMediaLibrary/Shared%20Documents/Instructions/20910_ins_Remote_Sensor_Passive.pdf
BA/1KRPFEP3 | BA/1K-RPFEP-3' | STRAP-ON 1K OHM RTD REMOTE PROBE 3FT LEADS |  | https://bapisensors.sharepoint.com/sites/BAPIMediaLibrary/Shared%20Documents/Product%20Images/Remote_Probe_300pix.png | https://bapisensors.sharepoint.com/sites/BAPIMediaLibrary/Shared%20Documents/Datasheets/Remote_Sensors_Probes_NoPrice-v17.pdf | https://bapisensors.sharepoint.com/sites/BAPIMediaLibrary/Shared%20Documents/Instructions/20910_ins_Remote_Sensor_Passive.pdf
BA/1KRPFEP240 | BA/1K-RPFEP2-40' | STRAP-ON 1K OHM RTD REMOTE PROBE 40FT LEADS |  | https://bapisensors.sharepoint.com/sites/BAPIMediaLibrary/Shared%20Documents/Product%20Images/Remote_Probe_300pix.png | https://bapisensors.sharepoint.com/sites/BAPIMediaLibrary/Shared%20Documents/Datasheets/Remote_Sensors_Probes_NoPrice-v17.pdf | https://bapisensors.sharepoint.com/sites/BAPIMediaLibrary/Shared%20Documents/Instructions/20910_ins_Remote_Sensor_Passive.pdf
BA/1KRPFEP242 | BA/1K-RPFEP2-42' | STRAP-ON 1K OHM RTD REMOTE PROBE 42FT LEADS |  | https://bapisensors.sharepoint.com/sites/BAPIMediaLibrary/Shared%20Documents/Product%20Images/Remote_Probe_300pix.png | https://bapisensors.sharepoint.com/sites/BAPIMediaLibrary/Shared%20Documents/Datasheets/Remote_Sensors_Probes_NoPrice-v17.pdf | https://bapisensors.sharepoint.com/sites/BAPIMediaLibrary/Shared%20Documents/Instructions/20910_ins_Remote_Sensor_Passive.pdf
BA/1KRPFEP250 | BA/1K-RPFEP2-50' | STRAP-ON 1K OHM RTD REMOTE PROBE 50FT LEADS |  | https://bapisensors.sharepoint.com/sites/BAPIMediaLibrary/Shared%20Documents/Product%20Images/Remote_Probe_300pix.png | https://bapisensors.sharepoint.com/sites/BAPIMediaLibrary/Shared%20Documents/Datasheets/Remote_Sensors_Probes_NoPrice-v17.pdf | https://bapisensors.sharepoint.com/sites/BAPIMediaLibrary/Shared%20Documents/Instructions/20910_ins_Remote_Sensor_Passive.pdf
BA/1KRPFEP50 | BA/1K-RPFEP-50' | STRAP-ON 1K OHM RTD REMOTE PROBE 50FT LEADS |  | https://bapisensors.sharepoint.com/sites/BAPIMediaLibrary/Shared%20Documents/Product%20Images/Remote_Probe_300pix.png | https://bapisensors.sharepoint.com/sites/BAPIMediaLibrary/Shared%20Documents/Datasheets/Remote_Sensors_Probes_NoPrice-v17.pdf | https://bapisensors.sharepoint.com/sites/BAPIMediaLibrary/Shared%20Documents/Instructions/20910_ins_Remote_Sensor_Passive.pdf
BA/1KRPP50 | BA/1K-RPP-50' | STRAP-ON 1K OHM RTD REMOTE PROBE 50FT LEADS |  | https://bapisensors.sharepoint.com/sites/BAPIMediaLibrary/Shared%20Documents/Product%20Images/Remote_Probe_300pix.png | https://bapisensors.sharepoint.com/sites/BAPIMediaLibrary/Shared%20Documents/Datasheets/Remote_Sensors_Probes_NoPrice-v17.pdf | https://bapisensors.sharepoint.com/sites/BAPIMediaLibrary/Shared%20Documents/Instructions/20910_ins_Remote_Sensor_Passive.pdf
BA/1KARPFEP250 | BA/1K[A]-RPFEP2-50 | STRAP-ON 1K OHM RTD REMOTE PROBE 50FT LEADS HI ACCY |  | https://bapisensors.sharepoint.com/sites/BAPIMediaLibrary/Shared%20Documents/Product%20Images/Remote_Probe_300pix.png | https://bapisensors.sharepoint.com/sites/BAPIMediaLibrary/Shared%20Documents/Datasheets/Remote_Sensors_Probes_NoPrice-v17.pdf | https://bapisensors.sharepoint.com/sites/BAPIMediaLibrary/Shared%20Documents/Instructions/20910_ins_Remote_Sensor_Passive.pdf
BA/1K1RPFEP5 | BA/1K[1]-RPFEP-5' | STRAP-ON 1K OHM RTD REMOTE PROBE 5FT LEAD -328/32 |  | https://bapisensors.sharepoint.com/sites/BAPIMediaLibrary/Shared%20Documents/Product%20Images/Remote_Probe_300pix.png | https://bapisensors.sharepoint.com/sites/BAPIMediaLibrary/Shared%20Documents/Datasheets/Extreme_Temp_RTD_NoPrice-v17.pdf | https://bapisensors.sharepoint.com/sites/BAPIMediaLibrary/Shared%20Documents/Instructions/8612_ins_RTD_EXTRM.pdf
BA/1K1RP5 | BA/1K[1]-RP-5' | STRAP-ON 1K OHM RTD REMOTE PROBE 5FT LEAD -328/32F |  | https://bapisensors.sharepoint.com/sites/BAPIMediaLibrary/Shared%20Documents/Product%20Images/Remote_Probe_300pix.png | https://bapisensors.sharepoint.com/sites/BAPIMediaLibrary/Shared%20Documents/Datasheets/Extreme_Temp_RTD_NoPrice-v17.pdf | https://bapisensors.sharepoint.com/sites/BAPIMediaLibrary/Shared%20Documents/Instructions/8612_ins_RTD_EXTRM.pdf
BA/1KPP5 | BA/1K-PP-5' | STRAP-ON 1K OHM RTD REMOTE PROBE 5FT LEADS |  | https://bapisensors.sharepoint.com/sites/BAPIMediaLibrary/Shared%20Documents/Product%20Images/Remote_Sensor_Only.png | https://bapisensors.sharepoint.com/sites/BAPIMediaLibrary/Shared%20Documents/Datasheets/Remote_Sensors_Probes_NoPrice-v17.pdf | https://bapisensors.sharepoint.com/sites/BAPIMediaLibrary/Shared%20Documents/Instructions/20910_ins_Remote_Sensor_Passive.pdf
BA/1KRPFEP5 | BA/1K-RPFEP-5' | STRAP-ON 1K OHM RTD REMOTE PROBE 5FT LEADS |  | https://bapisensors.sharepoint.com/sites/BAPIMediaLibrary/Shared%20Documents/Product%20Images/Remote_Probe_300pix.png | https://bapisensors.sharepoint.com/sites/BAPIMediaLibrary/Shared%20Documents/Datasheets/Remote_Sensors_Probes_NoPrice-v17.pdf | https://bapisensors.sharepoint.com/sites/BAPIMediaLibrary/Shared%20Documents/Instructions/20910_ins_Remote_Sensor_Passive.pdf
BA/1KPP5WP | BA/1K-PP-5'-WP | STRAP-ON 1K OHM RTD REMOTE PROBE 5FT LEADS ALUM BOX |  | https://bapisensors.sharepoint.com/sites/BAPIMediaLibrary/Shared%20Documents/Product%20Images/Remote_Sensor_WP_300pix.png | https://bapisensors.sharepoint.com/sites/BAPIMediaLibrary/Shared%20Documents/Datasheets/Remote_Sensors_Probes_NoPrice-v17.pdf | https://bapisensors.sharepoint.com/sites/BAPIMediaLibrary/Shared%20Documents/Instructions/20910_ins_Remote_Sensor_Passive.pdf
BA/1KRPFEP5WP | BA/1K-RPFEP-5'-WP | STRAP-ON 1K OHM RTD REMOTE PROBE 5FT LEADS ALUM BOX |  | https://bapisensors.sharepoint.com/sites/BAPIMediaLibrary/Shared%20Documents/Product%20Images/Remote_Probe_WP_300pix.png | https://bapisensors.sharepoint.com/sites/BAPIMediaLibrary/Shared%20Documents/Datasheets/Remote_Sensors_Probes_NoPrice-v17.pdf | https://bapisensors.sharepoint.com/sites/BAPIMediaLibrary/Shared%20Documents/Instructions/20910_ins_Remote_Sensor_Passive.pdf
BA/1KRPP5WP | BA/1K-RPP-5'-WP | STRAP-ON 1K OHM RTD REMOTE PROBE 5FT LEADS ALUM BOX |  | https://bapisensors.sharepoint.com/sites/BAPIMediaLibrary/Shared%20Documents/Product%20Images/Remote_Probe_WP_300pix.png | https://bapisensors.sharepoint.com/sites/BAPIMediaLibrary/Shared%20Documents/Datasheets/Remote_Sensors_Probes_NoPrice-v17.pdf | https://bapisensors.sharepoint.com/sites/BAPIMediaLibrary/Shared%20Documents/Instructions/20910_ins_Remote_Sensor_Passive.pdf
BA/1KRPFEP25BB | BA/1K-RPFEP2-5'-BB | STRAP-ON 1K OHM RTD REMOTE PROBE 5FT LEADS BAPI BOX |  | https://bapisensors.sharepoint.com/sites/BAPIMediaLibrary/Shared%20Documents/Product%20Images/Remote_Probe_BB_300pix.png | https://bapisensors.sharepoint.com/sites/BAPIMediaLibrary/Shared%20Documents/Datasheets/Remote_Sensors_Probes_NoPrice-v17.pdf | https://bapisensors.sharepoint.com/sites/BAPIMediaLibrary/Shared%20Documents/Instructions/20910_ins_Remote_Sensor_Passive.pdf
BA/1KRPFEP5BB | BA/1K-RPFEP-5'-BB | STRAP-ON 1K OHM RTD REMOTE PROBE 5FT LEADS BAPI BOX |  | https://bapisensors.sharepoint.com/sites/BAPIMediaLibrary/Shared%20Documents/Product%20Images/Remote_Probe_BB_300pix.png | https://bapisensors.sharepoint.com/sites/BAPIMediaLibrary/Shared%20Documents/Datasheets/Remote_Sensors_Probes_NoPrice-v17.pdf | https://bapisensors.sharepoint.com/sites/BAPIMediaLibrary/Shared%20Documents/Instructions/20910_ins_Remote_Sensor_Passive.pdf
BA/1KRPP5BB | BA/1K-RPP-5'-BB | STRAP-ON 1K OHM RTD REMOTE PROBE 5FT LEADS BAPI BOX |  | https://bapisensors.sharepoint.com/sites/BAPIMediaLibrary/Shared%20Documents/Product%20Images/Remote_Probe_BB_300pix.png | https://bapisensors.sharepoint.com/sites/BAPIMediaLibrary/Shared%20Documents/Datasheets/Remote_Sensors_Probes_NoPrice-v17.pdf | https://bapisensors.sharepoint.com/sites/BAPIMediaLibrary/Shared%20Documents/Instructions/20910_ins_Remote_Sensor_Passive.pdf
BA/1KRPFEP25BB2 | BA/1K-RPFEP2-5'-BB2 | STRAP-ON 1K OHM RTD REMOTE PROBE 5FT LEADS BAPI BOX 2 |  | https://bapisensors.sharepoint.com/sites/BAPIMediaLibrary/Shared%20Documents/Product%20Images/Remote_BB2_Blue.png | https://bapisensors.sharepoint.com/sites/BAPIMediaLibrary/Shared%20Documents/Datasheets/Remote_Sensors_Probes_NoPrice-v17.pdf | https://bapisensors.sharepoint.com/sites/BAPIMediaLibrary/Shared%20Documents/Instructions/20910_ins_Remote_Sensor_Passive.pdf
BA/1KRPP5BB2 | BA/1K-RPP-5'-BB2 | STRAP-ON 1K OHM RTD REMOTE PROBE 5FT LEADS BAPI BOX 2 |  | https://bapisensors.sharepoint.com/sites/BAPIMediaLibrary/Shared%20Documents/Product%20Images/Remote_BB2_Blue.png | https://bapisensors.sharepoint.com/sites/BAPIMediaLibrary/Shared%20Documents/Datasheets/Remote_Sensors_Probes_NoPrice-v17.pdf | https://bapisensors.sharepoint.com/sites/BAPIMediaLibrary/Shared%20Documents/Instructions/20910_ins_Remote_Sensor_Passive.pdf
BA/1KRPFEP6 | BA/1K-RPFEP-6" | STRAP-ON 1K OHM RTD REMOTE PROBE 6FT LEADS |  | https://bapisensors.sharepoint.com/sites/BAPIMediaLibrary/Shared%20Documents/Product%20Images/Remote_Probe_300pix.png | https://bapisensors.sharepoint.com/sites/BAPIMediaLibrary/Shared%20Documents/Datasheets/Remote_Sensors_Probes_NoPrice-v17.pdf | https://bapisensors.sharepoint.com/sites/BAPIMediaLibrary/Shared%20Documents/Instructions/20910_ins_Remote_Sensor_Passive.pdf
BA/1KRPP6PLN | BA/1K-RPP-6'-PLN | STRAP-ON 1K OHM RTD REMOTE PROBE 6FT PLEM LEADS |  | https://bapisensors.sharepoint.com/sites/BAPIMediaLibrary/Shared%20Documents/Product%20Images/Remote_Probe_300pix.png | https://bapisensors.sharepoint.com/sites/BAPIMediaLibrary/Shared%20Documents/Datasheets/Remote_Sensors_Probes_NoPrice-v17.pdf | https://bapisensors.sharepoint.com/sites/BAPIMediaLibrary/Shared%20Documents/Instructions/20910_ins_Remote_Sensor_Passive.pdf
BA/1KRPP18WP | BA/1K-RPP-18"-WP | STRAP-ON 1K OHM RTD REMOTE PROBE 6IN LEADS ALUM BOX |  | https://bapisensors.sharepoint.com/sites/BAPIMediaLibrary/Shared%20Documents/Product%20Images/Remote_Probe_WP_300pix.png | https://bapisensors.sharepoint.com/sites/BAPIMediaLibrary/Shared%20Documents/Datasheets/Remote_Sensors_Probes_NoPrice-v17.pdf | https://bapisensors.sharepoint.com/sites/BAPIMediaLibrary/Shared%20Documents/Instructions/20910_ins_Remote_Sensor_Passive.pdf
BA/1KPP6BB2 | BA/1K-PP-6"-BB2 | STRAP-ON 1K OHM RTD REMOTE PROBE 6IN LEADS BAPI BOX 2 |  | https://bapisensors.sharepoint.com/sites/BAPIMediaLibrary/Shared%20Documents/Product%20Images/Remote_Sensor_BB2_300pix.png | https://bapisensors.sharepoint.com/sites/BAPIMediaLibrary/Shared%20Documents/Datasheets/Remote_Sensors_Probes_NoPrice-v17.pdf | https://bapisensors.sharepoint.com/sites/BAPIMediaLibrary/Shared%20Documents/Instructions/20910_ins_Remote_Sensor_Passive.pdf
BA/1KRPP18BB4 | BA/1K-RPP-18"-BB4 | STRAP-ON 1K OHM RTD REMOTE PROBE 6IN LEADS BAPI BOX 4 |  | https://bapisensors.sharepoint.com/sites/BAPIMediaLibrary/Shared%20Documents/Product%20Images/Remote_Probe_BB4_300pix.png | https://bapisensors.sharepoint.com/sites/BAPIMediaLibrary/Shared%20Documents/Datasheets/Remote_Sensors_Probes_NoPrice-v17.pdf | https://bapisensors.sharepoint.com/sites/BAPIMediaLibrary/Shared%20Documents/Instructions/20910_ins_Remote_Sensor_Passive.pdf
BA/1KARPFEP274 | BA/1K[A]-RPFEP2-74 | STRAP-ON 1K OHM RTD REMOTE PROBE 74FT LEADS HI ACCY |  | https://bapisensors.sharepoint.com/sites/BAPIMediaLibrary/Shared%20Documents/Product%20Images/Remote_Probe_300pix.png | https://bapisensors.sharepoint.com/sites/BAPIMediaLibrary/Shared%20Documents/Datasheets/Remote_Sensors_Probes_NoPrice-v17.pdf | https://bapisensors.sharepoint.com/sites/BAPIMediaLibrary/Shared%20Documents/Instructions/20910_ins_Remote_Sensor_Passive.pdf
BA/1KARPFEP278 | BA/1K[A]-RPFEP2-78 | STRAP-ON 1K OHM RTD REMOTE PROBE 78FT LEADS HI ACCY |  | https://bapisensors.sharepoint.com/sites/BAPIMediaLibrary/Shared%20Documents/Product%20Images/Remote_Probe_300pix.png | https://bapisensors.sharepoint.com/sites/BAPIMediaLibrary/Shared%20Documents/Datasheets/Remote_Sensors_Probes_NoPrice-v17.pdf | https://bapisensors.sharepoint.com/sites/BAPIMediaLibrary/Shared%20Documents/Instructions/20910_ins_Remote_Sensor_Passive.pdf
BA/1KRPFEP2800 | BA/1K-RPFEP2-800' | STRAP-ON 1K OHM RTD REMOTE PROBE 800FT LEADS |  | https://bapisensors.sharepoint.com/sites/BAPIMediaLibrary/Shared%20Documents/Product%20Images/Remote_Probe_300pix.png | https://bapisensors.sharepoint.com/sites/BAPIMediaLibrary/Shared%20Documents/Datasheets/Remote_Sensors_Probes_NoPrice-v17.pdf | https://bapisensors.sharepoint.com/sites/BAPIMediaLibrary/Shared%20Documents/Instructions/20910_ins_Remote_Sensor_Passive.pdf
BA/1KRPFEP28 | BA/1K-RPFEP2-8' | STRAP-ON 1K OHM RTD REMOTE PROBE 8FT LEADS |  | https://bapisensors.sharepoint.com/sites/BAPIMediaLibrary/Shared%20Documents/Product%20Images/Remote_Probe_300pix.png | https://bapisensors.sharepoint.com/sites/BAPIMediaLibrary/Shared%20Documents/Datasheets/Remote_Sensors_Probes_NoPrice-v17.pdf | https://bapisensors.sharepoint.com/sites/BAPIMediaLibrary/Shared%20Documents/Instructions/20910_ins_Remote_Sensor_Passive.pdf
BA/1KARPFEP295 | BA/1K[A]-RPFEP2-95 | STRAP-ON 1K OHM RTD REMOTE PROBE 95FT LEADS HI ACCY |  | https://bapisensors.sharepoint.com/sites/BAPIMediaLibrary/Shared%20Documents/Product%20Images/Remote_Probe_300pix.png | https://bapisensors.sharepoint.com/sites/BAPIMediaLibrary/Shared%20Documents/Datasheets/Remote_Sensors_Probes_NoPrice-v17.pdf | https://bapisensors.sharepoint.com/sites/BAPIMediaLibrary/Shared%20Documents/Instructions/20910_ins_Remote_Sensor_Passive.pdf
BA/1KP6.5TFE18 | BA/1K-P-6.5"-TFE-18" | STRAP-ON 1K OHM RTD REPLACE 6.5IN TEF LEADS 18IN |  | https://bapisensors.sharepoint.com/sites/BAPIMediaLibrary/Shared%20Documents/Product%20Images/Remote_Probe_300pix.png | https://bapisensors.sharepoint.com/sites/BAPIMediaLibrary/Shared%20Documents/Datasheets/Replacement_Probes_NoPrice-v17.pdf | https://bapisensors.sharepoint.com/sites/BAPIMediaLibrary/Shared%20Documents/Instructions/20912_ins_Repl_Probe_Passive.pdf
BA/1KP1.75FEP5 | BA/1K-P-1.75"-FEP-5' | STRAP-ON 1K OHM RTD REPLACE PROBE 1.75IN JACK 5FT |  | https://bapisensors.sharepoint.com/sites/BAPIMediaLibrary/Shared%20Documents/Product%20Images/Remote_Probe_300pix.png | https://bapisensors.sharepoint.com/sites/BAPIMediaLibrary/Shared%20Documents/Datasheets/Replacement_Probes_NoPrice-v17.pdf | https://bapisensors.sharepoint.com/sites/BAPIMediaLibrary/Shared%20Documents/Instructions/20912_ins_Repl_Probe_Passive.pdf
BA/1KAP13.5TFE | BA/1K[A]-P-13.5"-TFE | STRAP-ON 1K OHM RTD REPLACE PROBE 13.5IN TEF LEAD |  | https://bapisensors.sharepoint.com/sites/BAPIMediaLibrary/Shared%20Documents/Product%20Images/Remote_Probe_300pix.png | https://bapisensors.sharepoint.com/sites/BAPIMediaLibrary/Shared%20Documents/Datasheets/Replacement_Probes_NoPrice-v17.pdf | https://bapisensors.sharepoint.com/sites/BAPIMediaLibrary/Shared%20Documents/Instructions/20912_ins_Repl_Probe_Passive.pdf
BA/1KP18.25TFE | BA/1K-P-18.25"-TFE | STRAP-ON 1K OHM RTD REPLACE PROBE 18.25IN TEF LEAD |  | https://bapisensors.sharepoint.com/sites/BAPIMediaLibrary/Shared%20Documents/Product%20Images/Remote_Probe_300pix.png | https://bapisensors.sharepoint.com/sites/BAPIMediaLibrary/Shared%20Documents/Datasheets/Replacement_Probes_NoPrice-v17.pdf | https://bapisensors.sharepoint.com/sites/BAPIMediaLibrary/Shared%20Documents/Instructions/20912_ins_Repl_Probe_Passive.pdf
BA/1KP2TFE | BA/1K-P-2"-TFE | STRAP-ON 1K OHM RTD REPLACE PROBE 2IN TEF LEADS |  | https://bapisensors.sharepoint.com/sites/BAPIMediaLibrary/Shared%20Documents/Product%20Images/Remote_Probe_300pix.png | https://bapisensors.sharepoint.com/sites/BAPIMediaLibrary/Shared%20Documents/Datasheets/Replacement_Probes_NoPrice-v17.pdf | https://bapisensors.sharepoint.com/sites/BAPIMediaLibrary/Shared%20Documents/Instructions/20912_ins_Repl_Probe_Passive.pdf
BA/1KP4.5FEP15 | BA/1K-P-4.5"-FEP-15' | STRAP-ON 1K OHM RTD REPLACE PROBE 4.5IN JACK 15FT |  | https://bapisensors.sharepoint.com/sites/BAPIMediaLibrary/Shared%20Documents/Product%20Images/Remote_Probe_300pix.png | https://bapisensors.sharepoint.com/sites/BAPIMediaLibrary/Shared%20Documents/Datasheets/Replacement_Probes_NoPrice-v17.pdf | https://bapisensors.sharepoint.com/sites/BAPIMediaLibrary/Shared%20Documents/Instructions/20912_ins_Repl_Probe_Passive.pdf
BA/1KP4.5FEP | BA/1K-P-4.5"-FEP | STRAP-ON 1K OHM RTD REPLACE PROBE 4.5IN JACK 6IN |  | https://bapisensors.sharepoint.com/sites/BAPIMediaLibrary/Shared%20Documents/Product%20Images/Remote_Probe_300pix.png | https://bapisensors.sharepoint.com/sites/BAPIMediaLibrary/Shared%20Documents/Datasheets/Replacement_Probes_NoPrice-v17.pdf | https://bapisensors.sharepoint.com/sites/BAPIMediaLibrary/Shared%20Documents/Instructions/20912_ins_Repl_Probe_Passive.pdf
BA/1KP4TFE | BA/1K-P-4"-TFE | STRAP-ON 1K OHM RTD REPLACE PROBE 4IN TEF LEADS |  | https://bapisensors.sharepoint.com/sites/BAPIMediaLibrary/Shared%20Documents/Product%20Images/Remote_Probe_300pix.png | https://bapisensors.sharepoint.com/sites/BAPIMediaLibrary/Shared%20Documents/Datasheets/Replacement_Probes_NoPrice-v17.pdf | https://bapisensors.sharepoint.com/sites/BAPIMediaLibrary/Shared%20Documents/Instructions/20912_ins_Repl_Probe_Passive.pdf
BA/1KP4TFE15 | BA/1K-P-4"-TFE-15' | STRAP-ON 1K OHM RTD REPLACE PROBE 4IN TEF LEADS 15FT |  | https://bapisensors.sharepoint.com/sites/BAPIMediaLibrary/Shared%20Documents/Product%20Images/Remote_Probe_300pix.png | https://bapisensors.sharepoint.com/sites/BAPIMediaLibrary/Shared%20Documents/Datasheets/Replacement_Probes_NoPrice-v17.pdf | https://bapisensors.sharepoint.com/sites/BAPIMediaLibrary/Shared%20Documents/Instructions/20912_ins_Repl_Probe_Passive.pdf
BA/1KP4TFE40 | BA/1K-P-4"-TFE-40' | STRAP-ON 1K OHM RTD REPLACE PROBE 4IN TEF LEADS 40FT |  | https://bapisensors.sharepoint.com/sites/BAPIMediaLibrary/Shared%20Documents/Product%20Images/Remote_Probe_300pix.png | https://bapisensors.sharepoint.com/sites/BAPIMediaLibrary/Shared%20Documents/Datasheets/Replacement_Probes_NoPrice-v17.pdf | https://bapisensors.sharepoint.com/sites/BAPIMediaLibrary/Shared%20Documents/Instructions/20912_ins_Repl_Probe_Passive.pdf
BA/1KP6.5PL10 | BA/1K-P-6.5"-PL-10' | STRAP-ON 1K OHM RTD REPLACE PROBE 6.5IN PLEM 10FT |  | https://bapisensors.sharepoint.com/sites/BAPIMediaLibrary/Shared%20Documents/Product%20Images/Remote_Probe_300pix.png | https://bapisensors.sharepoint.com/sites/BAPIMediaLibrary/Shared%20Documents/Datasheets/Replacement_Probes_NoPrice-v17.pdf | https://bapisensors.sharepoint.com/sites/BAPIMediaLibrary/Shared%20Documents/Instructions/20912_ins_Repl_Probe_Passive.pdf
BA/1KP6.5PL25 | BA/1K-P-6.5"-PL-25' | STRAP-ON 1K OHM RTD REPLACE PROBE 6.5IN PLEM 25FT |  | https://bapisensors.sharepoint.com/sites/BAPIMediaLibrary/Shared%20Documents/Product%20Images/Remote_Probe_300pix.png | https://bapisensors.sharepoint.com/sites/BAPIMediaLibrary/Shared%20Documents/Datasheets/Replacement_Probes_NoPrice-v17.pdf | https://bapisensors.sharepoint.com/sites/BAPIMediaLibrary/Shared%20Documents/Instructions/20912_ins_Repl_Probe_Passive.pdf
BA/1KP8.25PL | BA/1K-P-8.25"-PL | STRAP-ON 1K OHM RTD REPLACE PROBE 8.25IN PLEM 6IN |  | https://bapisensors.sharepoint.com/sites/BAPIMediaLibrary/Shared%20Documents/Product%20Images/Remote_Probe_300pix.png | https://bapisensors.sharepoint.com/sites/BAPIMediaLibrary/Shared%20Documents/Datasheets/Replacement_Probes_NoPrice-v17.pdf | https://bapisensors.sharepoint.com/sites/BAPIMediaLibrary/Shared%20Documents/Instructions/20912_ins_Repl_Probe_Passive.pdf
BA/1KP8.25TFE18 | BA/1K-P-8.25"-TFE-18" | STRAP-ON 1K OHM RTD REPLACE PROBE 8.25IN TEF LEADS 18IN |  | https://bapisensors.sharepoint.com/sites/BAPIMediaLibrary/Shared%20Documents/Product%20Images/Remote_Probe_300pix.png | https://bapisensors.sharepoint.com/sites/BAPIMediaLibrary/Shared%20Documents/Datasheets/Replacement_Probes_NoPrice-v17.pdf | https://bapisensors.sharepoint.com/sites/BAPIMediaLibrary/Shared%20Documents/Instructions/20912_ins_Repl_Probe_Passive.pdf
BA/1KP9.5TFE18 | BA/1K-P-9.5"-TFE-18" | STRAP-ON 1K OHM RTD REPLACE PROBE 9.5IN TEF LEADS 18IN |  | https://bapisensors.sharepoint.com/sites/BAPIMediaLibrary/Shared%20Documents/Product%20Images/Remote_Probe_300pix.png | https://bapisensors.sharepoint.com/sites/BAPIMediaLibrary/Shared%20Documents/Datasheets/Replacement_Probes_NoPrice-v17.pdf | https://bapisensors.sharepoint.com/sites/BAPIMediaLibrary/Shared%20Documents/Instructions/20912_ins_Repl_Probe_Passive.pdf
BA/1KP9.5TFE | BA/1K-P-9.5"-TFE | STRAP-ON 1K OHM RTD REPLACE PROBE 9.5IN TEF LEADS 6IN |  | https://bapisensors.sharepoint.com/sites/BAPIMediaLibrary/Shared%20Documents/Product%20Images/Remote_Probe_300pix.png | https://bapisensors.sharepoint.com/sites/BAPIMediaLibrary/Shared%20Documents/Datasheets/Replacement_Probes_NoPrice-v17.pdf | https://bapisensors.sharepoint.com/sites/BAPIMediaLibrary/Shared%20Documents/Instructions/20912_ins_Repl_Probe_Passive.pdf
BA/1K-RPP-10 | BA/1K-RPP-10' | STRAP-ON 1K REMOTE SENSOR 10FT LEADS |  | https://bapisensors.sharepoint.com/sites/BAPIMediaLibrary/Shared%20Documents/Product%20Images/Remote_Probe_300pix.png | https://bapisensors.sharepoint.com/sites/BAPIMediaLibrary/Shared%20Documents/Datasheets/Remote_Sensors_Probes_NoPrice-v17.pdf | https://bapisensors.sharepoint.com/sites/BAPIMediaLibrary/Shared%20Documents/Instructions/20910_ins_Remote_Sensor_Passive.pdf
BA/1KPP10 | BA/1K-PP-10' | STRAP-ON 1K RTD 385 REMOTE PROBE 10FT LEAD |  | https://bapisensors.sharepoint.com/sites/BAPIMediaLibrary/Shared%20Documents/Product%20Images/Remote_Sensor_Only.png | https://bapisensors.sharepoint.com/sites/BAPIMediaLibrary/Shared%20Documents/Datasheets/Remote_Sensors_Probes_NoPrice-v17.pdf | https://bapisensors.sharepoint.com/sites/BAPIMediaLibrary/Shared%20Documents/Instructions/20910_ins_Remote_Sensor_Passive.pdf
BA/1KPP15 | BA/1K-PP-15' | STRAP-ON 1K RTD 385 REMOTE PROBE 15FT LEAD |  | https://bapisensors.sharepoint.com/sites/BAPIMediaLibrary/Shared%20Documents/Product%20Images/Remote_Sensor_Only.png | https://bapisensors.sharepoint.com/sites/BAPIMediaLibrary/Shared%20Documents/Datasheets/Remote_Sensors_Probes_NoPrice-v17.pdf | https://bapisensors.sharepoint.com/sites/BAPIMediaLibrary/Shared%20Documents/Instructions/20910_ins_Remote_Sensor_Passive.pdf
BA/1KPP18 | BA/1K-PP-18" | STRAP-ON 1K RTD 385 REMOTE PROBE 18IN LEAD |  | https://bapisensors.sharepoint.com/sites/BAPIMediaLibrary/Shared%20Documents/Product%20Images/Remote_Sensor_Only.png | https://bapisensors.sharepoint.com/sites/BAPIMediaLibrary/Shared%20Documents/Datasheets/Remote_Sensors_Probes_NoPrice-v17.pdf | https://bapisensors.sharepoint.com/sites/BAPIMediaLibrary/Shared%20Documents/Instructions/20910_ins_Remote_Sensor_Passive.pdf
BA/1KPP25 | BA/1K-PP-25' | STRAP-ON 1K RTD 385 REMOTE PROBE 25FT LEAD |  | https://bapisensors.sharepoint.com/sites/BAPIMediaLibrary/Shared%20Documents/Product%20Images/Remote_Sensor_Only.png | https://bapisensors.sharepoint.com/sites/BAPIMediaLibrary/Shared%20Documents/Datasheets/Remote_Sensors_Probes_NoPrice-v17.pdf | https://bapisensors.sharepoint.com/sites/BAPIMediaLibrary/Shared%20Documents/Instructions/20910_ins_Remote_Sensor_Passive.pdf
BA/1KPP50 | BA/1K-PP-50' | STRAP-ON 1K RTD 385 REMOTE PROBE 50FT LEAD |  | https://bapisensors.sharepoint.com/sites/BAPIMediaLibrary/Shared%20Documents/Product%20Images/Remote_Sensor_Only.png | https://bapisensors.sharepoint.com/sites/BAPIMediaLibrary/Shared%20Documents/Datasheets/Remote_Sensors_Probes_NoPrice-v17.pdf | https://bapisensors.sharepoint.com/sites/BAPIMediaLibrary/Shared%20Documents/Instructions/20910_ins_Remote_Sensor_Passive.pdf
BA1KRPFEP25B | BA/1K-RPFEP2-5'-BB | STRAP-ON 1K RTD 385 REMOTE PROBE 5FT BAPI BOX |  | https://bapisensors.sharepoint.com/sites/BAPIMediaLibrary/Shared%20Documents/Product%20Images/Remote_Probe_300pix.png | https://bapisensors.sharepoint.com/sites/BAPIMediaLibrary/Shared%20Documents/Datasheets/Remote_Sensors_Probes_NoPrice-v17.pdf | https://bapisensors.sharepoint.com/sites/BAPIMediaLibrary/Shared%20Documents/Instructions/20910_ins_Remote_Sensor_Passive.pdf
BA/1KPP6 | BA/1K-PP-6" | STRAP-ON 1K RTD 385 REMOTE PROBE 6IN LEAD |  | https://bapisensors.sharepoint.com/sites/BAPIMediaLibrary/Shared%20Documents/Product%20Images/Remote_Sensor_Only.png | https://bapisensors.sharepoint.com/sites/BAPIMediaLibrary/Shared%20Documents/Datasheets/Remote_Sensors_Probes_NoPrice-v17.pdf | https://bapisensors.sharepoint.com/sites/BAPIMediaLibrary/Shared%20Documents/Instructions/20910_ins_Remote_Sensor_Passive.pdf
BA/1KP12.25TFE | BA/1K-P-12.25"-TFE | STRAP-ON 1K RTD 385 REPLACEMENT PROBE 2.25IN |  | https://bapisensors.sharepoint.com/sites/BAPIMediaLibrary/Shared%20Documents/Product%20Images/Remote_Probe_300pix.png | https://bapisensors.sharepoint.com/sites/BAPIMediaLibrary/Shared%20Documents/Datasheets/Replacement_Probes_NoPrice-v17.pdf | https://bapisensors.sharepoint.com/sites/BAPIMediaLibrary/Shared%20Documents/Instructions/20912_ins_Repl_Probe_Passive.pdf
BA/1KP4.5TFE | BA/1K-P-4.5"-TFE | STRAP-ON 1K RTD 385 REPLACEMENT PROBE 4.5IN |  | https://bapisensors.sharepoint.com/sites/BAPIMediaLibrary/Shared%20Documents/Product%20Images/Remote_Probe_300pix.png | https://bapisensors.sharepoint.com/sites/BAPIMediaLibrary/Shared%20Documents/Datasheets/Replacement_Probes_NoPrice-v17.pdf | https://bapisensors.sharepoint.com/sites/BAPIMediaLibrary/Shared%20Documents/Instructions/20912_ins_Repl_Probe_Passive.pdf
BA/1KP6.5TFE | BA/1K-P-6.5"-TFE | STRAP-ON 1K RTD 385 REPLACEMENT PROBE 6.5IN |  | https://bapisensors.sharepoint.com/sites/BAPIMediaLibrary/Shared%20Documents/Product%20Images/Remote_Probe_300pix.png | https://bapisensors.sharepoint.com/sites/BAPIMediaLibrary/Shared%20Documents/Datasheets/Replacement_Probes_NoPrice-v17.pdf | https://bapisensors.sharepoint.com/sites/BAPIMediaLibrary/Shared%20Documents/Instructions/20912_ins_Repl_Probe_Passive.pdf
BA/1KP8.25TFE | BA/1K-P-8.25"-TFE | STRAP-ON 1K RTD 385 REPLACEMENT PROBE 8.25IN |  | https://bapisensors.sharepoint.com/sites/BAPIMediaLibrary/Shared%20Documents/Product%20Images/Remote_Probe_300pix.png | https://bapisensors.sharepoint.com/sites/BAPIMediaLibrary/Shared%20Documents/Datasheets/Replacement_Probes_NoPrice-v17.pdf | https://bapisensors.sharepoint.com/sites/BAPIMediaLibrary/Shared%20Documents/Instructions/20912_ins_Repl_Probe_Passive.pdf
BA/1K2RP5BB4 | BA/1K[2]-RP-5'-BB4 | STRAP-ON 1K RTD REMOTE 5FT LEAD BAPI BOX 4 212/410F |  | https://bapisensors.sharepoint.com/sites/BAPIMediaLibrary/Shared%20Documents/Product%20Images/Remote_Probe_BB4_300pix.png | https://bapisensors.sharepoint.com/sites/BAPIMediaLibrary/Shared%20Documents/Datasheets/Extreme_Temp_RTD_NoPrice-v17.pdf | https://bapisensors.sharepoint.com/sites/BAPIMediaLibrary/Shared%20Documents/Instructions/8612_ins_RTD_EXTRM.pdf
BA/1K2RP10WP | BA/1K[2]-RP-10'-WP | STRAP-ON 1K RTD REMOTE 10FT LEAD ALUM BOX 212/410F |  | https://bapisensors.sharepoint.com/sites/BAPIMediaLibrary/Shared%20Documents/Product%20Images/Remote_Probe_WP_300pix.png | https://bapisensors.sharepoint.com/sites/BAPIMediaLibrary/Shared%20Documents/Datasheets/Extreme_Temp_RTD_NoPrice-v17.pdf | https://bapisensors.sharepoint.com/sites/BAPIMediaLibrary/Shared%20Documents/Instructions/8612_ins_RTD_EXTRM.pdf
BA/1K2RPFEP10WP | BA/1K[2]-RPFEP-10'-WP | STRAP-ON 1K RTD REMOTE 10FT LEAD ALUM BOX 212/410F |  | https://bapisensors.sharepoint.com/sites/BAPIMediaLibrary/Shared%20Documents/Product%20Images/Remote_Probe_WP_300pix.png | https://bapisensors.sharepoint.com/sites/BAPIMediaLibrary/Shared%20Documents/Datasheets/Extreme_Temp_RTD_NoPrice-v17.pdf | https://bapisensors.sharepoint.com/sites/BAPIMediaLibrary/Shared%20Documents/Instructions/8612_ins_RTD_EXTRM.pdf
BA/1K1RP10WP | BA/1K[1]-RP-10'-WP | STRAP-ON 1K RTD REMOTE 10FT LEAD ALUM BOX -328/32F |  | https://bapisensors.sharepoint.com/sites/BAPIMediaLibrary/Shared%20Documents/Product%20Images/Remote_Probe_WP_300pix.png | https://bapisensors.sharepoint.com/sites/BAPIMediaLibrary/Shared%20Documents/Datasheets/Extreme_Temp_RTD_NoPrice-v17.pdf | https://bapisensors.sharepoint.com/sites/BAPIMediaLibrary/Shared%20Documents/Instructions/8612_ins_RTD_EXTRM.pdf
BA/1K1RPFEP10WP | BA/1K[1]-RPFEP-10'-WP | STRAP-ON 1K RTD REMOTE 10FT LEAD ALUM BOX -328/32F |  | https://bapisensors.sharepoint.com/sites/BAPIMediaLibrary/Shared%20Documents/Product%20Images/Remote_Probe_WP_300pix.png | https://bapisensors.sharepoint.com/sites/BAPIMediaLibrary/Shared%20Documents/Datasheets/Extreme_Temp_RTD_NoPrice-v17.pdf | https://bapisensors.sharepoint.com/sites/BAPIMediaLibrary/Shared%20Documents/Instructions/8612_ins_RTD_EXTRM.pdf
BA/1K1RP10BB2 | BA/1K[1]-RP-10'-BB2 | STRAP-ON 1K RTD REMOTE 10FT LEAD BAPI BOX 2 -328/32F |  | https://bapisensors.sharepoint.com/sites/BAPIMediaLibrary/Shared%20Documents/Product%20Images/Remote_Sensor_BB2_300pix.png | https://bapisensors.sharepoint.com/sites/BAPIMediaLibrary/Shared%20Documents/Datasheets/Extreme_Temp_RTD_NoPrice-v17.pdf | https://bapisensors.sharepoint.com/sites/BAPIMediaLibrary/Shared%20Documents/Instructions/8612_ins_RTD_EXTRM.pdf
BA/1K2RP10BB | BA/1K[2]-RP-10'-BB | STRAP-ON 1K RTD REMOTE 10FT LEAD BAPI BOX 212/410F |  | https://bapisensors.sharepoint.com/sites/BAPIMediaLibrary/Shared%20Documents/Product%20Images/Remote_Probe_BB_300pix.png | https://bapisensors.sharepoint.com/sites/BAPIMediaLibrary/Shared%20Documents/Datasheets/Extreme_Temp_RTD_NoPrice-v17.pdf | https://bapisensors.sharepoint.com/sites/BAPIMediaLibrary/Shared%20Documents/Instructions/8612_ins_RTD_EXTRM.pdf
BA/1K2RPFEP10BB | BA/1K[2]-RPFEP-10'-BB | STRAP-ON 1K RTD REMOTE 10FT LEAD BAPI BOX 212/410F |  | https://bapisensors.sharepoint.com/sites/BAPIMediaLibrary/Shared%20Documents/Product%20Images/Remote_Probe_BB_300pix.png | https://bapisensors.sharepoint.com/sites/BAPIMediaLibrary/Shared%20Documents/Datasheets/Extreme_Temp_RTD_NoPrice-v17.pdf | https://bapisensors.sharepoint.com/sites/BAPIMediaLibrary/Shared%20Documents/Instructions/8612_ins_RTD_EXTRM.pdf
BA/1K1RPFEP10BB | BA/1K[1]-RPFEP-10'-BB | STRAP-ON 1K RTD REMOTE 10FT LEAD BAPI BOX -328/32F |  | https://bapisensors.sharepoint.com/sites/BAPIMediaLibrary/Shared%20Documents/Product%20Images/Remote_Probe_BB_300pix.png | https://bapisensors.sharepoint.com/sites/BAPIMediaLibrary/Shared%20Documents/Datasheets/Extreme_Temp_RTD_NoPrice-v17.pdf | https://bapisensors.sharepoint.com/sites/BAPIMediaLibrary/Shared%20Documents/Instructions/8612_ins_RTD_EXTRM.pdf
BA/1K1RP10BB4 | BA/1K[1]-RP-10'-BB4 | STRAP-ON 1K RTD REMOTE 10FT LEAD BAPI BOX 4 -328/32F |  | https://bapisensors.sharepoint.com/sites/BAPIMediaLibrary/Shared%20Documents/Product%20Images/Remote_Probe_BB4_300pix.png | https://bapisensors.sharepoint.com/sites/BAPIMediaLibrary/Shared%20Documents/Datasheets/Extreme_Temp_RTD_NoPrice-v17.pdf | https://bapisensors.sharepoint.com/sites/BAPIMediaLibrary/Shared%20Documents/Instructions/8612_ins_RTD_EXTRM.pdf
BA/1K2RPFEP15WP | BA1K2RPFEP15WP | STRAP-ON 1K RTD REMOTE 15FT LEAD ALUM BOX 212/410F |  | https://bapisensors.sharepoint.com/sites/BAPIMediaLibrary/Shared%20Documents/Product%20Images/Remote_Probe_WP_300pix.png | https://bapisensors.sharepoint.com/sites/BAPIMediaLibrary/Shared%20Documents/Datasheets/Remote_Sensors_Probes_NoPrice-v17.pdf | https://bapisensors.sharepoint.com/sites/BAPIMediaLibrary/Shared%20Documents/Instructions/20910_ins_Remote_Sensor_Passive.pdf
BA/1K1RP15WP | BA/1K[1]-RP-15'-WP | STRAP-ON 1K RTD REMOTE 15FT LEAD ALUM BOX -328/32F |  | https://bapisensors.sharepoint.com/sites/BAPIMediaLibrary/Shared%20Documents/Product%20Images/Remote_Probe_WP_300pix.png | https://bapisensors.sharepoint.com/sites/BAPIMediaLibrary/Shared%20Documents/Datasheets/Extreme_Temp_RTD_NoPrice-v17.pdf | https://bapisensors.sharepoint.com/sites/BAPIMediaLibrary/Shared%20Documents/Instructions/8612_ins_RTD_EXTRM.pdf
BA/1K1RPFEP15WP | BA/1K[1]-RPFEP-15'-WP | STRAP-ON 1K RTD REMOTE 15FT LEAD ALUM BOX -328/32F |  | https://bapisensors.sharepoint.com/sites/BAPIMediaLibrary/Shared%20Documents/Product%20Images/Remote_Probe_WP_300pix.png | https://bapisensors.sharepoint.com/sites/BAPIMediaLibrary/Shared%20Documents/Datasheets/Extreme_Temp_RTD_NoPrice-v17.pdf | https://bapisensors.sharepoint.com/sites/BAPIMediaLibrary/Shared%20Documents/Instructions/8612_ins_RTD_EXTRM.pdf
BA/1K1RP15BB2 | BA/1K[1]-RP-15'-BB2 | STRAP-ON 1K RTD REMOTE 15FT LEAD BAPI BOX 2 -328/32F |  | https://bapisensors.sharepoint.com/sites/BAPIMediaLibrary/Shared%20Documents/Product%20Images/Remote_BB2_Blue.png | https://bapisensors.sharepoint.com/sites/BAPIMediaLibrary/Shared%20Documents/Datasheets/Extreme_Temp_RTD_NoPrice-v17.pdf | https://bapisensors.sharepoint.com/sites/BAPIMediaLibrary/Shared%20Documents/Instructions/8612_ins_RTD_EXTRM.pdf
BA/1K1RPFEP18WP | BA/1K[1]-RPFEP-18"-WP | STRAP-ON 1K RTD REMOTE 18IN LEAD ALUM BOX -328/32F |  | https://bapisensors.sharepoint.com/sites/BAPIMediaLibrary/Shared%20Documents/Product%20Images/Remote_Probe_WP_300pix.png | https://bapisensors.sharepoint.com/sites/BAPIMediaLibrary/Shared%20Documents/Datasheets/Extreme_Temp_RTD_NoPrice-v17.pdf | https://bapisensors.sharepoint.com/sites/BAPIMediaLibrary/Shared%20Documents/Instructions/8612_ins_RTD_EXTRM.pdf
BA/1K2RPFEP5WP | BA/1K[2]-RPFEP-5'-WP | STRAP-ON 1K RTD REMOTE 5FT LEAD ALUM BOX 212/410F |  | https://bapisensors.sharepoint.com/sites/BAPIMediaLibrary/Shared%20Documents/Product%20Images/Remote_Probe_WP_300pix.png | https://bapisensors.sharepoint.com/sites/BAPIMediaLibrary/Shared%20Documents/Datasheets/Extreme_Temp_RTD_NoPrice-v17.pdf | https://bapisensors.sharepoint.com/sites/BAPIMediaLibrary/Shared%20Documents/Instructions/8612_ins_RTD_EXTRM.pdf
BA/1K1RPFEP5BB2 | BA/1K[1]-RPFEP-5'-BB2 | STRAP-ON 1K RTD REMOTE 5FT LEAD BAPI BOX 2 -328/32F |  | https://bapisensors.sharepoint.com/sites/BAPIMediaLibrary/Shared%20Documents/Product%20Images/Remote_BB2_Blue.png | https://bapisensors.sharepoint.com/sites/BAPIMediaLibrary/Shared%20Documents/Datasheets/Extreme_Temp_RTD_NoPrice-v17.pdf | https://bapisensors.sharepoint.com/sites/BAPIMediaLibrary/Shared%20Documents/Instructions/8612_ins_RTD_EXTRM.pdf
BA/1K2RPFEP5BB4 | BA/1K[2]-RPFEP-5'-BB4 | STRAP-ON 1K RTD REMOTE 5FT LEAD BAPI BOX 4 212/410F |  | https://bapisensors.sharepoint.com/sites/BAPIMediaLibrary/Shared%20Documents/Product%20Images/Remote_Probe_BB4_300pix.png | https://bapisensors.sharepoint.com/sites/BAPIMediaLibrary/Shared%20Documents/Datasheets/Extreme_Temp_RTD_NoPrice-v17.pdf | https://bapisensors.sharepoint.com/sites/BAPIMediaLibrary/Shared%20Documents/Instructions/8612_ins_RTD_EXTRM.pdf
BA/1K1RP10BB | BA/1K[1]-RP-10'-BB | STRAP-ON 1K RTD REMOTE PROBE 10FT LEAD BAPI BOX -328/32F |  | https://bapisensors.sharepoint.com/sites/BAPIMediaLibrary/Shared%20Documents/Product%20Images/Remote_Probe_BB_300pix.png | https://bapisensors.sharepoint.com/sites/BAPIMediaLibrary/Shared%20Documents/Datasheets/Extreme_Temp_RTD_NoPrice-v17.pdf | https://bapisensors.sharepoint.com/sites/BAPIMediaLibrary/Shared%20Documents/Instructions/8612_ins_RTD_EXTRM.pdf
BA/1K2RPFEP15BB | BA1K2RPFEP15BB | STRAP-ON 1K RTD REMOTE PROBE 15FT LEAD BAPI BOX 212/410F |  | https://bapisensors.sharepoint.com/sites/BAPIMediaLibrary/Shared%20Documents/Product%20Images/Remote_Probe_BB_300pix.png | https://bapisensors.sharepoint.com/sites/BAPIMediaLibrary/Shared%20Documents/Datasheets/Remote_Sensors_Probes_NoPrice-v17.pdf | https://bapisensors.sharepoint.com/sites/BAPIMediaLibrary/Shared%20Documents/Instructions/20910_ins_Remote_Sensor_Passive.pdf
BA/1K1RPFEP15BB | BA/1K[1]-RPFEP-15'-BB | STRAP-ON 1K RTD REMOTE PROBE 15FT LEAD BAPI BOX -3 |  | https://bapisensors.sharepoint.com/sites/BAPIMediaLibrary/Shared%20Documents/Product%20Images/Remote_Probe_BB_300pix.png | https://bapisensors.sharepoint.com/sites/BAPIMediaLibrary/Shared%20Documents/Datasheets/Extreme_Temp_RTD_NoPrice-v17.pdf | https://bapisensors.sharepoint.com/sites/BAPIMediaLibrary/Shared%20Documents/Instructions/8612_ins_RTD_EXTRM.pdf
BA/1K2RPFEP18 | BA/1K[2]-RPFEP-18" | STRAP-ON 1K RTD REMOTE PROBE 18IN LEAD ABS BOX 212/410F |  | https://bapisensors.sharepoint.com/sites/BAPIMediaLibrary/Shared%20Documents/Product%20Images/Remote_Probe_300pix.png | https://bapisensors.sharepoint.com/sites/BAPIMediaLibrary/Shared%20Documents/Datasheets/Extreme_Temp_RTD_NoPrice-v17.pdf | https://bapisensors.sharepoint.com/sites/BAPIMediaLibrary/Shared%20Documents/Instructions/8612_ins_RTD_EXTRM.pdf
BA/1K1RPFEP5WP | BA/1K[1]-RPFEP-5'-WP | STRAP-ON 1K RTD REMOTE PROBE 5FT LEAD ALUM BOX -328/32F |  | https://bapisensors.sharepoint.com/sites/BAPIMediaLibrary/Shared%20Documents/Product%20Images/Remote_Probe_WP_300pix.png | https://bapisensors.sharepoint.com/sites/BAPIMediaLibrary/Shared%20Documents/Datasheets/Extreme_Temp_RTD_NoPrice-v17.pdf | https://bapisensors.sharepoint.com/sites/BAPIMediaLibrary/Shared%20Documents/Instructions/8612_ins_RTD_EXTRM.pdf
BA/1K2RPFEP5BB | BA/1K[2]-RPFEP-5'-BB | STRAP-ON 1K RTD REMOTE PROBE 5FT LEAD BAPI BOX 212/410F |  | https://bapisensors.sharepoint.com/sites/BAPIMediaLibrary/Shared%20Documents/Product%20Images/Remote_Probe_BB_300pix.png | https://bapisensors.sharepoint.com/sites/BAPIMediaLibrary/Shared%20Documents/Datasheets/Extreme_Temp_RTD_NoPrice-v17.pdf | https://bapisensors.sharepoint.com/sites/BAPIMediaLibrary/Shared%20Documents/Instructions/8612_ins_RTD_EXTRM.pdf
BA/1K1RP5BB | BA/1K[1]-RP-5'-BB | STRAP-ON 1K RTD REMOTE PROBE 5FT LEAD BAPI BOX -328/32F |  | https://bapisensors.sharepoint.com/sites/BAPIMediaLibrary/Shared%20Documents/Product%20Images/Remote_Probe_BB_300pix.png | https://bapisensors.sharepoint.com/sites/BAPIMediaLibrary/Shared%20Documents/Datasheets/Extreme_Temp_RTD_NoPrice-v17.pdf | https://bapisensors.sharepoint.com/sites/BAPIMediaLibrary/Shared%20Documents/Instructions/8612_ins_RTD_EXTRM.pdf
BA/1K1RPFEP5BB | BA/1K[1]-RPFEP-5'-BB | STRAP-ON 1K RTD REMOTE PROBE 5FT LEAD BAPI BOX -328/32F |  | https://bapisensors.sharepoint.com/sites/BAPIMediaLibrary/Shared%20Documents/Product%20Images/Remote_Probe_BB_300pix.png | https://bapisensors.sharepoint.com/sites/BAPIMediaLibrary/Shared%20Documents/Datasheets/Extreme_Temp_RTD_NoPrice-v17.pdf | https://bapisensors.sharepoint.com/sites/BAPIMediaLibrary/Shared%20Documents/Instructions/8612_ins_RTD_EXTRM.pdf
BA/1K-RPP-15 | BA/1K-RPP-15' | STRAP-ON 1K RTD REMOTE SENSOR 15FT LEADS |  | https://bapisensors.sharepoint.com/sites/BAPIMediaLibrary/Shared%20Documents/Product%20Images/Remote_Probe_300pix.png | https://bapisensors.sharepoint.com/sites/BAPIMediaLibrary/Shared%20Documents/Datasheets/Remote_Sensors_Probes_NoPrice-v17.pdf | https://bapisensors.sharepoint.com/sites/BAPIMediaLibrary/Shared%20Documents/Instructions/20910_ins_Remote_Sensor_Passive.pdf
BA/1K-RPP-18 | BA/1K-RPP-18" | STRAP-ON 1K RTD REMOTE SENSOR 18IN LEADS |  | https://bapisensors.sharepoint.com/sites/BAPIMediaLibrary/Shared%20Documents/Product%20Images/Remote_Probe_300pix.png | https://bapisensors.sharepoint.com/sites/BAPIMediaLibrary/Shared%20Documents/Datasheets/Remote_Sensors_Probes_NoPrice-v17.pdf | https://bapisensors.sharepoint.com/sites/BAPIMediaLibrary/Shared%20Documents/Instructions/20910_ins_Remote_Sensor_Passive.pdf
BA/1K-RPP-20 | BA/1K-RPP-20' | STRAP-ON 1K RTD REMOTE SENSOR 20FT LEADS |  | https://bapisensors.sharepoint.com/sites/BAPIMediaLibrary/Shared%20Documents/Product%20Images/Remote_Probe_300pix.png | https://bapisensors.sharepoint.com/sites/BAPIMediaLibrary/Shared%20Documents/Datasheets/Remote_Sensors_Probes_NoPrice-v17.pdf | https://bapisensors.sharepoint.com/sites/BAPIMediaLibrary/Shared%20Documents/Instructions/20910_ins_Remote_Sensor_Passive.pdf
BA/1K-RPP-5 | BA/1K-RPP-5' | STRAP-ON 1K RTD REMOTE SENSOR 5FT LEADS |  | https://bapisensors.sharepoint.com/sites/BAPIMediaLibrary/Shared%20Documents/Product%20Images/Remote_Probe_300pix.png | https://bapisensors.sharepoint.com/sites/BAPIMediaLibrary/Shared%20Documents/Datasheets/Remote_Sensors_Probes_NoPrice-v17.pdf | https://bapisensors.sharepoint.com/sites/BAPIMediaLibrary/Shared%20Documents/Instructions/20910_ins_Remote_Sensor_Passive.pdf
BA/1K-RPP-6 | BA/1K-RPP-6" | STRAP-ON 1K RTD REMOTE SENSOR 6IN LEADS |  | https://bapisensors.sharepoint.com/sites/BAPIMediaLibrary/Shared%20Documents/Product%20Images/Remote_Probe_300pix.png | https://bapisensors.sharepoint.com/sites/BAPIMediaLibrary/Shared%20Documents/Datasheets/Remote_Sensors_Probes_NoPrice-v17.pdf | https://bapisensors.sharepoint.com/sites/BAPIMediaLibrary/Shared%20Documents/Instructions/20910_ins_Remote_Sensor_Passive.pdf
BA/2.2KRPP10 | BA/2.2K-RPP-10' | STRAP-ON 2.2K REMOTE PROBE 10FT LEADS |  | https://bapisensors.sharepoint.com/sites/BAPIMediaLibrary/Shared%20Documents/Product%20Images/Remote_Probe_300pix.png | https://bapisensors.sharepoint.com/sites/BAPIMediaLibrary/Shared%20Documents/Datasheets/Remote_Sensors_Probes_NoPrice-v17.pdf | https://bapisensors.sharepoint.com/sites/BAPIMediaLibrary/Shared%20Documents/Instructions/20910_ins_Remote_Sensor_Passive.pdf
BA/2.2KRPP18 | BA/2.2K-RPP-18" | STRAP-ON 2.2K REMOTE PROBE 18IN LEADS |  | https://bapisensors.sharepoint.com/sites/BAPIMediaLibrary/Shared%20Documents/Product%20Images/Remote_Probe_300pix.png | https://bapisensors.sharepoint.com/sites/BAPIMediaLibrary/Shared%20Documents/Datasheets/Remote_Sensors_Probes_NoPrice-v17.pdf | https://bapisensors.sharepoint.com/sites/BAPIMediaLibrary/Shared%20Documents/Instructions/20910_ins_Remote_Sensor_Passive.pdf
BA/2.2KSJB | BA/2.2K-S-JB | STRAP-ON 2.2K THMS CLAMP ON HANDIBOX |  | https://bapisensors.sharepoint.com/sites/BAPIMediaLibrary/Shared%20Documents/Product%20Images/Clamp_JBox_300pix.png | https://bapisensors.sharepoint.com/sites/BAPIMediaLibrary/Shared%20Documents/Datasheets/StrapUnits_temp_NoPrice-v17.pdf | https://bapisensors.sharepoint.com/sites/BAPIMediaLibrary/Shared%20Documents/Instructions/20911_ins_Strap_On_Passive.pdf
BA/2.2KPP10 | BA/2.2K-PP-10' | STRAP-ON 2.2K THMS REMOTE PROBE 10FT LEADS |  | https://bapisensors.sharepoint.com/sites/BAPIMediaLibrary/Shared%20Documents/Product%20Images/Remote_Sensor_Only.png | https://bapisensors.sharepoint.com/sites/BAPIMediaLibrary/Shared%20Documents/Datasheets/Remote_Sensors_Probes_NoPrice-v17.pdf | https://bapisensors.sharepoint.com/sites/BAPIMediaLibrary/Shared%20Documents/Instructions/20910_ins_Remote_Sensor_Passive.pdf
BA/2.2KPP6 | BA/2.2K-PP-6" | STRAP-ON 2.2K THMS REMOTE PROBE 6IN LEADS |  | https://bapisensors.sharepoint.com/sites/BAPIMediaLibrary/Shared%20Documents/Product%20Images/Remote_Sensor_Only.png | https://bapisensors.sharepoint.com/sites/BAPIMediaLibrary/Shared%20Documents/Datasheets/Remote_Sensors_Probes_NoPrice-v17.pdf | https://bapisensors.sharepoint.com/sites/BAPIMediaLibrary/Shared%20Documents/Instructions/20910_ins_Remote_Sensor_Passive.pdf
BA/2.2KP8.25TFE | BA/2.2K-P-8.25"-TFE | STRAP-ON 2.2K THMS REPLACMNT 8.25IN PROBE 6IN LEAD |  | https://bapisensors.sharepoint.com/sites/BAPIMediaLibrary/Shared%20Documents/Product%20Images/Remote_Probe_300pix.png | https://bapisensors.sharepoint.com/sites/BAPIMediaLibrary/Shared%20Documents/Datasheets/Replacement_Probes_NoPrice-v17.pdf | https://bapisensors.sharepoint.com/sites/BAPIMediaLibrary/Shared%20Documents/Instructions/20912_ins_Repl_Probe_Passive.pdf
BA/2.2KSTPJB | BA/2.2K-STP-JB | STRAP-ON 2.2K THMS SPRING HANDIBOX |  | https://bapisensors.sharepoint.com/sites/BAPIMediaLibrary/Shared%20Documents/Product%20Images/Strap_JB_300pix.png | https://bapisensors.sharepoint.com/sites/BAPIMediaLibrary/Shared%20Documents/Datasheets/StrapUnits_temp_NoPrice-v17.pdf | https://bapisensors.sharepoint.com/sites/BAPIMediaLibrary/Shared%20Documents/Instructions/20911_ins_Strap_On_Passive.pdf
BA/10K3RPFEP220 | BA/10K-3-RPFEP2-20' | STRAP-ON 20 FT REMOTE PROBE 10K3 THMS |  | https://bapisensors.sharepoint.com/sites/BAPIMediaLibrary/Shared%20Documents/Product%20Images/Remote_Probe_300pix.png | https://bapisensors.sharepoint.com/sites/BAPIMediaLibrary/Shared%20Documents/Datasheets/Remote_Sensors_Probes_NoPrice-v17.pdf | https://bapisensors.sharepoint.com/sites/BAPIMediaLibrary/Shared%20Documents/Instructions/20910_ins_Remote_Sensor_Passive.pdf
BA/10K3RPFEP20 | BA/10K-3-RPFEP-20' | STRAP-ON 20 FT REMOTE PROBE 10K3 THMS THMS |  | https://bapisensors.sharepoint.com/sites/BAPIMediaLibrary/Shared%20Documents/Product%20Images/Remote_Probe_300pix.png | https://bapisensors.sharepoint.com/sites/BAPIMediaLibrary/Shared%20Documents/Datasheets/Remote_Sensors_Probes_NoPrice-v17.pdf | https://bapisensors.sharepoint.com/sites/BAPIMediaLibrary/Shared%20Documents/Instructions/20910_ins_Remote_Sensor_Passive.pdf
BA/2.2KRPFEP20 | BA/2.2K-RPFEP-20' | STRAP-ON 20 FT REMOTE PROBE 2.2K THMS |  | https://bapisensors.sharepoint.com/sites/BAPIMediaLibrary/Shared%20Documents/Product%20Images/Remote_Probe_300pix.png | https://bapisensors.sharepoint.com/sites/BAPIMediaLibrary/Shared%20Documents/Datasheets/Remote_Sensors_Probes_NoPrice-v17.pdf | https://bapisensors.sharepoint.com/sites/BAPIMediaLibrary/Shared%20Documents/Instructions/20910_ins_Remote_Sensor_Passive.pdf
BA/10K3RPFEP200 | BA/10K-3-RPFEP-200' | STRAP-ON 200 FT REMOTE PROBE 10K3 THMS THMS |  | https://bapisensors.sharepoint.com/sites/BAPIMediaLibrary/Shared%20Documents/Product%20Images/Remote_Probe_300pix.png | https://bapisensors.sharepoint.com/sites/BAPIMediaLibrary/Shared%20Documents/Datasheets/Remote_Sensors_Probes_NoPrice-v17.pdf | https://bapisensors.sharepoint.com/sites/BAPIMediaLibrary/Shared%20Documents/Instructions/20910_ins_Remote_Sensor_Passive.pdf
BA/20K-STP-JB | BA/20K-STP-JB | STRAP-ON 20K OHM THMS SPRING HANDIBOX |  | https://bapisensors.sharepoint.com/sites/BAPIMediaLibrary/Shared%20Documents/Product%20Images/Strap_JB_300pix.png | https://bapisensors.sharepoint.com/sites/BAPIMediaLibrary/Shared%20Documents/Datasheets/StrapUnits_temp_NoPrice-v17.pdf | https://bapisensors.sharepoint.com/sites/BAPIMediaLibrary/Shared%20Documents/Instructions/20911_ins_Strap_On_Passive.pdf
BA/20K-RPP-10 | BA/20K-RPP-10' | STRAP-ON 20K REMOTE SENSOR 10FT LEADS |  | https://bapisensors.sharepoint.com/sites/BAPIMediaLibrary/Shared%20Documents/Product%20Images/Remote_Probe_300pix.png | https://bapisensors.sharepoint.com/sites/BAPIMediaLibrary/Shared%20Documents/Datasheets/Remote_Sensors_Probes_NoPrice-v17.pdf | https://bapisensors.sharepoint.com/sites/BAPIMediaLibrary/Shared%20Documents/Instructions/20910_ins_Remote_Sensor_Passive.pdf
BA/20K-RPP-15 | BA/20K-RPP-15' | STRAP-ON 20K REMOTE SENSOR 15FT LEADS |  | https://bapisensors.sharepoint.com/sites/BAPIMediaLibrary/Shared%20Documents/Product%20Images/Remote_Probe_300pix.png | https://bapisensors.sharepoint.com/sites/BAPIMediaLibrary/Shared%20Documents/Datasheets/Remote_Sensors_Probes_NoPrice-v17.pdf | https://bapisensors.sharepoint.com/sites/BAPIMediaLibrary/Shared%20Documents/Instructions/20910_ins_Remote_Sensor_Passive.pdf
BA/20K-RPP-18 | BA/20K-RPP-18" | STRAP-ON 20K REMOTE SENSOR 18IN LEADS |  | https://bapisensors.sharepoint.com/sites/BAPIMediaLibrary/Shared%20Documents/Product%20Images/Remote_Probe_300pix.png | https://bapisensors.sharepoint.com/sites/BAPIMediaLibrary/Shared%20Documents/Datasheets/Remote_Sensors_Probes_NoPrice-v17.pdf | https://bapisensors.sharepoint.com/sites/BAPIMediaLibrary/Shared%20Documents/Instructions/20910_ins_Remote_Sensor_Passive.pdf
BA/20K-RPP-20 | BA/20K-RPP-20' | STRAP-ON 20K REMOTE SENSOR 20FT LEADS |  | https://bapisensors.sharepoint.com/sites/BAPIMediaLibrary/Shared%20Documents/Product%20Images/Remote_Probe_300pix.png | https://bapisensors.sharepoint.com/sites/BAPIMediaLibrary/Shared%20Documents/Datasheets/Remote_Sensors_Probes_NoPrice-v17.pdf | https://bapisensors.sharepoint.com/sites/BAPIMediaLibrary/Shared%20Documents/Instructions/20910_ins_Remote_Sensor_Passive.pdf
BA/20K-RPP-6 | BA/20K-RPP-6" | STRAP-ON 20K REMOTE SENSOR 6IN LEADS |  | https://bapisensors.sharepoint.com/sites/BAPIMediaLibrary/Shared%20Documents/Product%20Images/Remote_Probe_300pix.png | https://bapisensors.sharepoint.com/sites/BAPIMediaLibrary/Shared%20Documents/Datasheets/Remote_Sensors_Probes_NoPrice-v17.pdf | https://bapisensors.sharepoint.com/sites/BAPIMediaLibrary/Shared%20Documents/Instructions/20910_ins_Remote_Sensor_Passive.pdf
BA/20KSBB | BA/20K-S-BB | STRAP-ON 20K THMS CLAMP ON BAPI BOX |  | https://bapisensors.sharepoint.com/sites/BAPIMediaLibrary/Shared%20Documents/Product%20Images/ClampOn_BB.png | https://bapisensors.sharepoint.com/sites/BAPIMediaLibrary/Shared%20Documents/Datasheets/StrapUnits_temp_NoPrice-v17.pdf | https://bapisensors.sharepoint.com/sites/BAPIMediaLibrary/Shared%20Documents/Instructions/20911_ins_Strap_On_Passive.pdf
BA/20KSBB2TS | BA/20K-S-BB2-TS | STRAP-ON 20K THMS CLAMP ON BAPI BOX 2 TRML |  | https://bapisensors.sharepoint.com/sites/BAPIMediaLibrary/Shared%20Documents/Product%20Images/Clamp_BB2_300pix.png | https://bapisensors.sharepoint.com/sites/BAPIMediaLibrary/Shared%20Documents/Datasheets/StrapUnits_temp_NoPrice-v17.pdf | https://bapisensors.sharepoint.com/sites/BAPIMediaLibrary/Shared%20Documents/Instructions/20911_ins_Strap_On_Passive.pdf
BA/20KSTPBB2 | BA/20K-STP-BB2 | STRAP-ON 20K THMS CLAMP ON BAPI BOX 2 TRML |  | https://bapisensors.sharepoint.com/sites/BAPIMediaLibrary/Shared%20Documents/Product%20Images/SpringLoaded_BB2.png | https://bapisensors.sharepoint.com/sites/BAPIMediaLibrary/Shared%20Documents/Datasheets/StrapUnits_temp_NoPrice-v17.pdf | https://bapisensors.sharepoint.com/sites/BAPIMediaLibrary/Shared%20Documents/Instructions/20911_ins_Strap_On_Passive.pdf
BA/20KSBB4 | BA/20K-S-BB4 | STRAP-ON 20K THMS CLAMP ON BAPI BOX 4 |  | https://bapisensors.sharepoint.com/sites/BAPIMediaLibrary/Shared%20Documents/Product%20Images/Clamp_BB4.png | https://bapisensors.sharepoint.com/sites/BAPIMediaLibrary/Shared%20Documents/Datasheets/StrapUnits_temp_NoPrice-v17.pdf | https://bapisensors.sharepoint.com/sites/BAPIMediaLibrary/Shared%20Documents/Instructions/20911_ins_Strap_On_Passive.pdf
BA/20KSJB | BA/20K-S-JB | STRAP-ON 20K THMS CLAMP ON HANDIBOX |  | https://bapisensors.sharepoint.com/sites/BAPIMediaLibrary/Shared%20Documents/Product%20Images/Clamp_JBox_300pix.png | https://bapisensors.sharepoint.com/sites/BAPIMediaLibrary/Shared%20Documents/Datasheets/StrapUnits_temp_NoPrice-v17.pdf | https://bapisensors.sharepoint.com/sites/BAPIMediaLibrary/Shared%20Documents/Instructions/20911_ins_Strap_On_Passive.pdf
BA20KRPFEP210WP | BA/20K-RPFEP2-10'-WP | STRAP-ON 20K THMS REMOTE PROBE 10FT ALUM BOX |  | https://bapisensors.sharepoint.com/sites/BAPIMediaLibrary/Shared%20Documents/Product%20Images/Remote_Probe_WP_300pix.png | https://bapisensors.sharepoint.com/sites/BAPIMediaLibrary/Shared%20Documents/Datasheets/Remote_Sensors_Probes_NoPrice-v17.pdf | https://bapisensors.sharepoint.com/sites/BAPIMediaLibrary/Shared%20Documents/Instructions/20910_ins_Remote_Sensor_Passive.pdf
BA/20KRPFEP210B | BA/20K-RPFEP2-10'-BB | STRAP-ON 20K THMS REMOTE PROBE 10FT BAPI BOX |  | https://bapisensors.sharepoint.com/sites/BAPIMediaLibrary/Shared%20Documents/Product%20Images/Remote_Probe_BB_300pix.png | https://bapisensors.sharepoint.com/sites/BAPIMediaLibrary/Shared%20Documents/Datasheets/Remote_Sensors_Probes_NoPrice-v17.pdf | https://bapisensors.sharepoint.com/sites/BAPIMediaLibrary/Shared%20Documents/Instructions/20910_ins_Remote_Sensor_Passive.pdf
BA20KRPFEP10B | BA/20K-RPFEP-10'-BB | STRAP-ON 20K THMS REMOTE PROBE 10FT LEAD BAPI BOX |  | https://bapisensors.sharepoint.com/sites/BAPIMediaLibrary/Shared%20Documents/Product%20Images/Remote_Probe_BB_300pix.png | https://bapisensors.sharepoint.com/sites/BAPIMediaLibrary/Shared%20Documents/Datasheets/Remote_Sensors_Probes_NoPrice-v17.pdf | https://bapisensors.sharepoint.com/sites/BAPIMediaLibrary/Shared%20Documents/Instructions/20910_ins_Remote_Sensor_Passive.pdf
BA/20KPP10 | BA/20K-PP-10' | STRAP-ON 20K THMS REMOTE PROBE 10FT LEADS |  | https://bapisensors.sharepoint.com/sites/BAPIMediaLibrary/Shared%20Documents/Product%20Images/Remote_Sensor_Only.png | https://bapisensors.sharepoint.com/sites/BAPIMediaLibrary/Shared%20Documents/Datasheets/Remote_Sensors_Probes_NoPrice-v17.pdf | https://bapisensors.sharepoint.com/sites/BAPIMediaLibrary/Shared%20Documents/Instructions/20910_ins_Remote_Sensor_Passive.pdf
BA/20KRPFEP10 | BA/20K-RPFEP-10' | STRAP-ON 20K THMS REMOTE PROBE 10FT LEADS |  | https://bapisensors.sharepoint.com/sites/BAPIMediaLibrary/Shared%20Documents/Product%20Images/Remote_Probe_300pix.png | https://bapisensors.sharepoint.com/sites/BAPIMediaLibrary/Shared%20Documents/Datasheets/Remote_Sensors_Probes_NoPrice-v17.pdf | https://bapisensors.sharepoint.com/sites/BAPIMediaLibrary/Shared%20Documents/Instructions/20910_ins_Remote_Sensor_Passive.pdf
BA/20KRPFEP210 | BA/20K-RPFEP2-10' | STRAP-ON 20K THMS REMOTE PROBE 10FT LEADS |  | https://bapisensors.sharepoint.com/sites/BAPIMediaLibrary/Shared%20Documents/Product%20Images/Remote_Probe_300pix.png | https://bapisensors.sharepoint.com/sites/BAPIMediaLibrary/Shared%20Documents/Datasheets/Remote_Sensors_Probes_NoPrice-v17.pdf | https://bapisensors.sharepoint.com/sites/BAPIMediaLibrary/Shared%20Documents/Instructions/20910_ins_Remote_Sensor_Passive.pdf
BA/20KRPFEP10BB | BA/20K-RPFEP-10'-BB | STRAP-ON 20K THMS REMOTE PROBE 10FT LEADS BAPI BOX |  | https://bapisensors.sharepoint.com/sites/BAPIMediaLibrary/Shared%20Documents/Product%20Images/Remote_Probe_BB_300pix.png | https://bapisensors.sharepoint.com/sites/BAPIMediaLibrary/Shared%20Documents/Datasheets/Remote_Sensors_Probes_NoPrice-v17.pdf | https://bapisensors.sharepoint.com/sites/BAPIMediaLibrary/Shared%20Documents/Instructions/20910_ins_Remote_Sensor_Passive.pdf
BA/20KPP15 | BA/20K-PP-15' | STRAP-ON 20K THMS REMOTE PROBE 15FT LEADS |  | https://bapisensors.sharepoint.com/sites/BAPIMediaLibrary/Shared%20Documents/Product%20Images/Remote_Sensor_Only.png | https://bapisensors.sharepoint.com/sites/BAPIMediaLibrary/Shared%20Documents/Datasheets/Remote_Sensors_Probes_NoPrice-v17.pdf | https://bapisensors.sharepoint.com/sites/BAPIMediaLibrary/Shared%20Documents/Instructions/20910_ins_Remote_Sensor_Passive.pdf
BA/20KRPFEP215 | BA/20K-RPFEP2-15' | STRAP-ON 20K THMS REMOTE PROBE 15FT LEADS |  | https://bapisensors.sharepoint.com/sites/BAPIMediaLibrary/Shared%20Documents/Product%20Images/Remote_Probe_300pix.png | https://bapisensors.sharepoint.com/sites/BAPIMediaLibrary/Shared%20Documents/Datasheets/Remote_Sensors_Probes_NoPrice-v17.pdf | https://bapisensors.sharepoint.com/sites/BAPIMediaLibrary/Shared%20Documents/Instructions/20910_ins_Remote_Sensor_Passive.pdf
BA/20KPP15WP | BA/20K-PP-15'-WP | STRAP-ON 20K THMS REMOTE PROBE 15FT LEADS ALUM BOX |  | https://bapisensors.sharepoint.com/sites/BAPIMediaLibrary/Shared%20Documents/Product%20Images/Remote_Sensor_WP_300pix.png | https://bapisensors.sharepoint.com/sites/BAPIMediaLibrary/Shared%20Documents/Datasheets/Remote_Sensors_Probes_NoPrice-v17.pdf | https://bapisensors.sharepoint.com/sites/BAPIMediaLibrary/Shared%20Documents/Instructions/20910_ins_Remote_Sensor_Passive.pdf
BA/20KPP18 | BA/20K-PP-18" | STRAP-ON 20K THMS REMOTE PROBE 18IN LEADS |  | https://bapisensors.sharepoint.com/sites/BAPIMediaLibrary/Shared%20Documents/Product%20Images/Remote_Sensor_Only.png | https://bapisensors.sharepoint.com/sites/BAPIMediaLibrary/Shared%20Documents/Datasheets/Remote_Sensors_Probes_NoPrice-v17.pdf | https://bapisensors.sharepoint.com/sites/BAPIMediaLibrary/Shared%20Documents/Instructions/20910_ins_Remote_Sensor_Passive.pdf
BA/20KRPFEP18 | BA/20K-RPFEP-18" | STRAP-ON 20K THMS REMOTE PROBE 18IN LEADS |  | https://bapisensors.sharepoint.com/sites/BAPIMediaLibrary/Shared%20Documents/Product%20Images/Remote_Probe_300pix.png | https://bapisensors.sharepoint.com/sites/BAPIMediaLibrary/Shared%20Documents/Datasheets/Remote_Sensors_Probes_NoPrice-v17.pdf | https://bapisensors.sharepoint.com/sites/BAPIMediaLibrary/Shared%20Documents/Instructions/20910_ins_Remote_Sensor_Passive.pdf
BA/20KRPFEP218 | BA/20K-RPFEP2-18" | STRAP-ON 20K THMS REMOTE PROBE 18IN LEADS |  | https://bapisensors.sharepoint.com/sites/BAPIMediaLibrary/Shared%20Documents/Product%20Images/Remote_Probe_300pix.png | https://bapisensors.sharepoint.com/sites/BAPIMediaLibrary/Shared%20Documents/Datasheets/Remote_Sensors_Probes_NoPrice-v17.pdf | https://bapisensors.sharepoint.com/sites/BAPIMediaLibrary/Shared%20Documents/Instructions/20910_ins_Remote_Sensor_Passive.pdf
BA/20KRPFEP20 | BA/20K-RPFEP-20' | STRAP-ON 20K THMS REMOTE PROBE 20FT LEADS |  | https://bapisensors.sharepoint.com/sites/BAPIMediaLibrary/Shared%20Documents/Product%20Images/Remote_Probe_300pix.png | https://bapisensors.sharepoint.com/sites/BAPIMediaLibrary/Shared%20Documents/Datasheets/Remote_Sensors_Probes_NoPrice-v17.pdf | https://bapisensors.sharepoint.com/sites/BAPIMediaLibrary/Shared%20Documents/Instructions/20910_ins_Remote_Sensor_Passive.pdf
BA/20KRPFEP220 | BA/20K-RPFEP2-20' | STRAP-ON 20K THMS REMOTE PROBE 20FT LEADS |  | https://bapisensors.sharepoint.com/sites/BAPIMediaLibrary/Shared%20Documents/Product%20Images/Remote_Probe_300pix.png | https://bapisensors.sharepoint.com/sites/BAPIMediaLibrary/Shared%20Documents/Datasheets/Remote_Sensors_Probes_NoPrice-v17.pdf | https://bapisensors.sharepoint.com/sites/BAPIMediaLibrary/Shared%20Documents/Instructions/20910_ins_Remote_Sensor_Passive.pdf
BA/20KRPFEP20BB | BA/20K-RPFEP-20'-BB | STRAP-ON 20K THMS REMOTE PROBE 20FT LEADS BAPI BOX |  | https://bapisensors.sharepoint.com/sites/BAPIMediaLibrary/Shared%20Documents/Product%20Images/Remote_Probe_300pix.png | https://bapisensors.sharepoint.com/sites/BAPIMediaLibrary/Shared%20Documents/Datasheets/Remote_Sensors_Probes_NoPrice-v17.pdf | https://bapisensors.sharepoint.com/sites/BAPIMediaLibrary/Shared%20Documents/Instructions/20910_ins_Remote_Sensor_Passive.pdf
BA/20KPP25 | BA/20K-PP-25' | STRAP-ON 20K THMS REMOTE PROBE 25FT LEADS |  | https://bapisensors.sharepoint.com/sites/BAPIMediaLibrary/Shared%20Documents/Product%20Images/Remote_Sensor_Only.png | https://bapisensors.sharepoint.com/sites/BAPIMediaLibrary/Shared%20Documents/Datasheets/Remote_Sensors_Probes_NoPrice-v17.pdf | https://bapisensors.sharepoint.com/sites/BAPIMediaLibrary/Shared%20Documents/Instructions/20910_ins_Remote_Sensor_Passive.pdf
BA/20KRPFEP225 | BA/20K-RPFEP2-25' | STRAP-ON 20K THMS REMOTE PROBE 25FT LEADS |  | https://bapisensors.sharepoint.com/sites/BAPIMediaLibrary/Shared%20Documents/Product%20Images/Remote_Probe_300pix.png | https://bapisensors.sharepoint.com/sites/BAPIMediaLibrary/Shared%20Documents/Datasheets/Remote_Sensors_Probes_NoPrice-v17.pdf | https://bapisensors.sharepoint.com/sites/BAPIMediaLibrary/Shared%20Documents/Instructions/20910_ins_Remote_Sensor_Passive.pdf
BA/20KRPP25 | BA/20K-RPP-25' | STRAP-ON 20K THMS REMOTE PROBE 25FT LEADS |  | https://bapisensors.sharepoint.com/sites/BAPIMediaLibrary/Shared%20Documents/Product%20Images/Remote_Probe_300pix.png | https://bapisensors.sharepoint.com/sites/BAPIMediaLibrary/Shared%20Documents/Datasheets/Remote_Sensors_Probes_NoPrice-v17.pdf | https://bapisensors.sharepoint.com/sites/BAPIMediaLibrary/Shared%20Documents/Instructions/20910_ins_Remote_Sensor_Passive.pdf
BA/20KPP25BB | BA/20K-PP-25'-BB | STRAP-ON 20K THMS REMOTE PROBE 25FT LEADS BAPI BOX |  | https://bapisensors.sharepoint.com/sites/BAPIMediaLibrary/Shared%20Documents/Product%20Images/Remote_Sensor_BB_300pix.png | https://bapisensors.sharepoint.com/sites/BAPIMediaLibrary/Shared%20Documents/Datasheets/Remote_Sensors_Probes_NoPrice-v17.pdf | https://bapisensors.sharepoint.com/sites/BAPIMediaLibrary/Shared%20Documents/Instructions/20910_ins_Remote_Sensor_Passive.pdf
BA/20KRPP5BB | BA/20K-RPP-5'-BB | STRAP-ON 20K THMS REMOTE PROBE 5FT LEAD BAPI BOX |  | https://bapisensors.sharepoint.com/sites/BAPIMediaLibrary/Shared%20Documents/Product%20Images/Remote_Probe_BB_300pix.png | https://bapisensors.sharepoint.com/sites/BAPIMediaLibrary/Shared%20Documents/Datasheets/Remote_Sensors_Probes_NoPrice-v17.pdf | https://bapisensors.sharepoint.com/sites/BAPIMediaLibrary/Shared%20Documents/Instructions/20910_ins_Remote_Sensor_Passive.pdf
BA/20KPP5 | BA/20K-PP-5' | STRAP-ON 20K THMS REMOTE PROBE 5FT LEADS |  | https://bapisensors.sharepoint.com/sites/BAPIMediaLibrary/Shared%20Documents/Product%20Images/Remote_Sensor_Only.png | https://bapisensors.sharepoint.com/sites/BAPIMediaLibrary/Shared%20Documents/Datasheets/Remote_Sensors_Probes_NoPrice-v17.pdf | https://bapisensors.sharepoint.com/sites/BAPIMediaLibrary/Shared%20Documents/Instructions/20910_ins_Remote_Sensor_Passive.pdf
BA/20KRPFEP25 | BA/20K-RPFEP2-5' | STRAP-ON 20K THMS REMOTE PROBE 5FT LEADS |  | https://bapisensors.sharepoint.com/sites/BAPIMediaLibrary/Shared%20Documents/Product%20Images/Remote_Probe_300pix.png | https://bapisensors.sharepoint.com/sites/BAPIMediaLibrary/Shared%20Documents/Datasheets/Remote_Sensors_Probes_NoPrice-v17.pdf | https://bapisensors.sharepoint.com/sites/BAPIMediaLibrary/Shared%20Documents/Instructions/20910_ins_Remote_Sensor_Passive.pdf
BA/20KRPFEP5 | BA/20K-RPFEP-5' | STRAP-ON 20K THMS REMOTE PROBE 5FT LEADS |  | https://bapisensors.sharepoint.com/sites/BAPIMediaLibrary/Shared%20Documents/Product%20Images/Remote_Probe_300pix.png | https://bapisensors.sharepoint.com/sites/BAPIMediaLibrary/Shared%20Documents/Datasheets/Remote_Sensors_Probes_NoPrice-v17.pdf | https://bapisensors.sharepoint.com/sites/BAPIMediaLibrary/Shared%20Documents/Instructions/20910_ins_Remote_Sensor_Passive.pdf
BA/20KRPP5 | BA/20K-RPP-5' | STRAP-ON 20K THMS REMOTE PROBE 5FT LEADS |  | https://bapisensors.sharepoint.com/sites/BAPIMediaLibrary/Shared%20Documents/Product%20Images/Remote_Probe_300pix.png | https://bapisensors.sharepoint.com/sites/BAPIMediaLibrary/Shared%20Documents/Datasheets/Remote_Sensors_Probes_NoPrice-v17.pdf | https://bapisensors.sharepoint.com/sites/BAPIMediaLibrary/Shared%20Documents/Instructions/20910_ins_Remote_Sensor_Passive.pdf
BA/20KRPP5WP | BA/20K-RPP-5'-WP | STRAP-ON 20K THMS REMOTE PROBE 5FT LEADS ALUM BOX |  | https://bapisensors.sharepoint.com/sites/BAPIMediaLibrary/Shared%20Documents/Product%20Images/Remote_Probe_WP_300pix.png | https://bapisensors.sharepoint.com/sites/BAPIMediaLibrary/Shared%20Documents/Datasheets/Remote_Sensors_Probes_NoPrice-v17.pdf | https://bapisensors.sharepoint.com/sites/BAPIMediaLibrary/Shared%20Documents/Instructions/20910_ins_Remote_Sensor_Passive.pdf
BA/20KPP5BB | BA/20K-PP-5'-BB | STRAP-ON 20K THMS REMOTE PROBE 5FT LEADS BAPI BOX |  | https://bapisensors.sharepoint.com/sites/BAPIMediaLibrary/Shared%20Documents/Product%20Images/Remote_Sensor_BB_300pix.png | https://bapisensors.sharepoint.com/sites/BAPIMediaLibrary/Shared%20Documents/Datasheets/Remote_Sensors_Probes_NoPrice-v17.pdf | https://bapisensors.sharepoint.com/sites/BAPIMediaLibrary/Shared%20Documents/Instructions/20910_ins_Remote_Sensor_Passive.pdf
BA/20KRPFEP25BB | BA/20K-RPFEP2-5'-BB | STRAP-ON 20K THMS REMOTE PROBE 5FT LEADS BAPI BOX |  | https://bapisensors.sharepoint.com/sites/BAPIMediaLibrary/Shared%20Documents/Product%20Images/Remote_Probe_BB_300pix.png | https://bapisensors.sharepoint.com/sites/BAPIMediaLibrary/Shared%20Documents/Datasheets/Remote_Sensors_Probes_NoPrice-v17.pdf | https://bapisensors.sharepoint.com/sites/BAPIMediaLibrary/Shared%20Documents/Instructions/20910_ins_Remote_Sensor_Passive.pdf
BA/20KRPFEP5BB | BA/20K-RPFEP-5'-BB | STRAP-ON 20K THMS REMOTE PROBE 5FT LEADS BAPI BOX |  | https://bapisensors.sharepoint.com/sites/BAPIMediaLibrary/Shared%20Documents/Product%20Images/Remote_Probe_BB_300pix.png | https://bapisensors.sharepoint.com/sites/BAPIMediaLibrary/Shared%20Documents/Datasheets/Remote_Sensors_Probes_NoPrice-v17.pdf | https://bapisensors.sharepoint.com/sites/BAPIMediaLibrary/Shared%20Documents/Instructions/20910_ins_Remote_Sensor_Passive.pdf
BA/20KPP6 | BA/20K-PP-6" | STRAP-ON 20K THMS REMOTE PROBE 6IN LEADS |  | https://bapisensors.sharepoint.com/sites/BAPIMediaLibrary/Shared%20Documents/Product%20Images/Remote_Sensor_Only.png | https://bapisensors.sharepoint.com/sites/BAPIMediaLibrary/Shared%20Documents/Datasheets/Remote_Sensors_Probes_NoPrice-v17.pdf | https://bapisensors.sharepoint.com/sites/BAPIMediaLibrary/Shared%20Documents/Instructions/20910_ins_Remote_Sensor_Passive.pdf
BA/20KRPFEP26 | BA/20K-RPFEP2-6" | STRAP-ON 20K THMS REMOTE PROBE 6IN LEADS |  | https://bapisensors.sharepoint.com/sites/BAPIMediaLibrary/Shared%20Documents/Product%20Images/Remote_Probe_300pix.png | https://bapisensors.sharepoint.com/sites/BAPIMediaLibrary/Shared%20Documents/Datasheets/Remote_Sensors_Probes_NoPrice-v17.pdf | https://bapisensors.sharepoint.com/sites/BAPIMediaLibrary/Shared%20Documents/Instructions/20910_ins_Remote_Sensor_Passive.pdf
BA/20KRPFEP6 | BA/20K-RPFEP-6" | STRAP-ON 20K THMS REMOTE PROBE 6IN LEADS |  | https://bapisensors.sharepoint.com/sites/BAPIMediaLibrary/Shared%20Documents/Product%20Images/Remote_Probe_300pix.png | https://bapisensors.sharepoint.com/sites/BAPIMediaLibrary/Shared%20Documents/Datasheets/Remote_Sensors_Probes_NoPrice-v17.pdf | https://bapisensors.sharepoint.com/sites/BAPIMediaLibrary/Shared%20Documents/Instructions/20910_ins_Remote_Sensor_Passive.pdf
BA/20KP1.75TFE | BA/20K-P-1.75"-TFE | STRAP-ON 20K THMS REPLACMNT 1.75IN PROBE 6IN LEAD |  | https://bapisensors.sharepoint.com/sites/BAPIMediaLibrary/Shared%20Documents/Product%20Images/Remote_Probe_300pix.png | https://bapisensors.sharepoint.com/sites/BAPIMediaLibrary/Shared%20Documents/Datasheets/Replacement_Probes_NoPrice-v17.pdf | https://bapisensors.sharepoint.com/sites/BAPIMediaLibrary/Shared%20Documents/Instructions/20912_ins_Repl_Probe_Passive.pdf
BA/20KP1.75TFE5 | BA/20K-P-1.75"-TFE-5' | STRAP-ON 20K THMS REPLACMNT 1.75IN PROBE 6IN LEAD |  | https://bapisensors.sharepoint.com/sites/BAPIMediaLibrary/Shared%20Documents/Product%20Images/Remote_Probe_300pix.png | https://bapisensors.sharepoint.com/sites/BAPIMediaLibrary/Shared%20Documents/Datasheets/Replacement_Probes_NoPrice-v17.pdf | https://bapisensors.sharepoint.com/sites/BAPIMediaLibrary/Shared%20Documents/Instructions/20912_ins_Repl_Probe_Passive.pdf
BA/20KP4.5TFE | BA/20K-P-4.5"-TFE | STRAP-ON 20K THMS REPLACMNT 1.75IN PROBE 6IN LEAD |  | https://bapisensors.sharepoint.com/sites/BAPIMediaLibrary/Shared%20Documents/Product%20Images/Remote_Probe_300pix.png | https://bapisensors.sharepoint.com/sites/BAPIMediaLibrary/Shared%20Documents/Datasheets/Replacement_Probes_NoPrice-v17.pdf | https://bapisensors.sharepoint.com/sites/BAPIMediaLibrary/Shared%20Documents/Instructions/20912_ins_Repl_Probe_Passive.pdf
BA/20KP6.5TFE | BA/20K-P-6.5"-TFE | STRAP-ON 20K THMS REPLACMNT 1.75IN PROBE 6IN LEAD |  | https://bapisensors.sharepoint.com/sites/BAPIMediaLibrary/Shared%20Documents/Product%20Images/Remote_Probe_300pix.png | https://bapisensors.sharepoint.com/sites/BAPIMediaLibrary/Shared%20Documents/Datasheets/Replacement_Probes_NoPrice-v17.pdf | https://bapisensors.sharepoint.com/sites/BAPIMediaLibrary/Shared%20Documents/Instructions/20912_ins_Repl_Probe_Passive.pdf
BA/10K3RPFEP225 | BA/10K-3-RPFEP2-25' | STRAP-ON 25 FT REMOTE PROBE 10K3 THMS |  | https://bapisensors.sharepoint.com/sites/BAPIMediaLibrary/Shared%20Documents/Product%20Images/Remote_Probe_300pix.png | https://bapisensors.sharepoint.com/sites/BAPIMediaLibrary/Shared%20Documents/Datasheets/Remote_Sensors_Probes_NoPrice-v17.pdf | https://bapisensors.sharepoint.com/sites/BAPIMediaLibrary/Shared%20Documents/Instructions/20910_ins_Remote_Sensor_Passive.pdf
BA/3.25KSJB | BA/3.25K-S-JB | STRAP-ON 3.25K THMS CLAMP ON HANDIBOX |  | https://bapisensors.sharepoint.com/sites/BAPIMediaLibrary/Shared%20Documents/Product%20Images/Clamp_JBox_300pix.png | https://bapisensors.sharepoint.com/sites/BAPIMediaLibrary/Shared%20Documents/Datasheets/StrapUnits_temp_NoPrice-v17.pdf | https://bapisensors.sharepoint.com/sites/BAPIMediaLibrary/Shared%20Documents/Instructions/20911_ins_Strap_On_Passive.pdf
BA/3.25KPP12 | BA/3.25K-PP-12" | STRAP-ON 3.25K THMS REMOTE SENSOR 12IN LEADS |  | https://bapisensors.sharepoint.com/sites/BAPIMediaLibrary/Shared%20Documents/Product%20Images/Remote_Sensor_Only.png | https://bapisensors.sharepoint.com/sites/BAPIMediaLibrary/Shared%20Documents/Datasheets/Remote_Sensors_Probes_NoPrice-v17.pdf | https://bapisensors.sharepoint.com/sites/BAPIMediaLibrary/Shared%20Documents/Instructions/20910_ins_Remote_Sensor_Passive.pdf
BA/3.25KPP18 | BA/3.25K-PP-18" | STRAP-ON 3.25K THMS REMOTE SENSOR 18IN LEADS |  | https://bapisensors.sharepoint.com/sites/BAPIMediaLibrary/Shared%20Documents/Product%20Images/Remote_Sensor_Only.png | https://bapisensors.sharepoint.com/sites/BAPIMediaLibrary/Shared%20Documents/Datasheets/Remote_Sensors_Probes_NoPrice-v17.pdf | https://bapisensors.sharepoint.com/sites/BAPIMediaLibrary/Shared%20Documents/Instructions/20910_ins_Remote_Sensor_Passive.pdf
BA/3.25KRPFEP18 | BA/3.25K-RPFEP-18" | STRAP-ON 3.25K THMS REMOTE SENSOR 18IN LEADS |  | https://bapisensors.sharepoint.com/sites/BAPIMediaLibrary/Shared%20Documents/Product%20Images/Remote_Probe_300pix.png | https://bapisensors.sharepoint.com/sites/BAPIMediaLibrary/Shared%20Documents/Datasheets/Remote_Sensors_Probes_NoPrice-v17.pdf | https://bapisensors.sharepoint.com/sites/BAPIMediaLibrary/Shared%20Documents/Instructions/20910_ins_Remote_Sensor_Passive.pdf
BA/3.25KRPP18 | BA/3.25K-RPP-18" | STRAP-ON 3.25K THMS REMOTE SENSOR 18IN LEADS |  | https://bapisensors.sharepoint.com/sites/BAPIMediaLibrary/Shared%20Documents/Product%20Images/Remote_Probe_300pix.png | https://bapisensors.sharepoint.com/sites/BAPIMediaLibrary/Shared%20Documents/Datasheets/Remote_Sensors_Probes_NoPrice-v17.pdf | https://bapisensors.sharepoint.com/sites/BAPIMediaLibrary/Shared%20Documents/Instructions/20910_ins_Remote_Sensor_Passive.pdf
BA/3.25KRPP18BB | BA/3.25K-RPP-18"-BB | STRAP-ON 3.25K THMS REMOTE SENSOR 18IN LEADS BAPI BOX |  | https://bapisensors.sharepoint.com/sites/BAPIMediaLibrary/Shared%20Documents/Product%20Images/Remote_Probe_300pix.png | https://bapisensors.sharepoint.com/sites/BAPIMediaLibrary/Shared%20Documents/Datasheets/Remote_Sensors_Probes_NoPrice-v17.pdf | https://bapisensors.sharepoint.com/sites/BAPIMediaLibrary/Shared%20Documents/Instructions/20910_ins_Remote_Sensor_Passive.pdf
BA/3.25KPP5 | BA/3.25K-PP-5' | STRAP-ON 3.25K THMS REMOTE SENSOR 5FT LEADS |  | https://bapisensors.sharepoint.com/sites/BAPIMediaLibrary/Shared%20Documents/Product%20Images/Remote_Sensor_Only.png | https://bapisensors.sharepoint.com/sites/BAPIMediaLibrary/Shared%20Documents/Datasheets/Remote_Sensors_Probes_NoPrice-v17.pdf | https://bapisensors.sharepoint.com/sites/BAPIMediaLibrary/Shared%20Documents/Instructions/20910_ins_Remote_Sensor_Passive.pdf
BA/3.25KRPFEP26 | BA/3.25K-RPFEP2-6" | STRAP-ON 3.25K THMS REMOTE SENSOR 6IN LEADS |  | https://bapisensors.sharepoint.com/sites/BAPIMediaLibrary/Shared%20Documents/Product%20Images/Remote_Probe_300pix.png | https://bapisensors.sharepoint.com/sites/BAPIMediaLibrary/Shared%20Documents/Datasheets/Remote_Sensors_Probes_NoPrice-v17.pdf | https://bapisensors.sharepoint.com/sites/BAPIMediaLibrary/Shared%20Documents/Instructions/20910_ins_Remote_Sensor_Passive.pdf
BA/3.25KRPFEP6 | BA/3.25K-RPFEP-6" | STRAP-ON 3.25K THMS REMOTE SENSOR 6IN LEADS |  | https://bapisensors.sharepoint.com/sites/BAPIMediaLibrary/Shared%20Documents/Product%20Images/Remote_Probe_300pix.png | https://bapisensors.sharepoint.com/sites/BAPIMediaLibrary/Shared%20Documents/Datasheets/Remote_Sensors_Probes_NoPrice-v17.pdf | https://bapisensors.sharepoint.com/sites/BAPIMediaLibrary/Shared%20Documents/Instructions/20910_ins_Remote_Sensor_Passive.pdf
BA/3.25KRPP6 | BA/3.25K-RPP-6" | STRAP-ON 3.25K THMS REMOTE SENSOR 6IN LEADS |  | https://bapisensors.sharepoint.com/sites/BAPIMediaLibrary/Shared%20Documents/Product%20Images/Remote_Probe_300pix.png | https://bapisensors.sharepoint.com/sites/BAPIMediaLibrary/Shared%20Documents/Datasheets/Remote_Sensors_Probes_NoPrice-v17.pdf | https://bapisensors.sharepoint.com/sites/BAPIMediaLibrary/Shared%20Documents/Instructions/20910_ins_Remote_Sensor_Passive.pdf
BA/3.25KP1.75PL | BA/3.25K-P-1.75"-PL | STRAP-ON 3.25K THMS REPLACMNT 1.75IN PROBE 6IN LEAD |  | https://bapisensors.sharepoint.com/sites/BAPIMediaLibrary/Shared%20Documents/Product%20Images/Remote_Probe_300pix.png | https://bapisensors.sharepoint.com/sites/BAPIMediaLibrary/Shared%20Documents/Datasheets/Replacement_Probes_NoPrice-v17.pdf | https://bapisensors.sharepoint.com/sites/BAPIMediaLibrary/Shared%20Documents/Instructions/20912_ins_Repl_Probe_Passive.pdf
BA/3.25KP4.5TFE | BA/3.25K-P-4.5"-TFE | STRAP-ON 3.25K THMS REPLACMNT 4.5IN PROBE 6IN LEAD |  | https://bapisensors.sharepoint.com/sites/BAPIMediaLibrary/Shared%20Documents/Product%20Images/Remote_Probe_300pix.png | https://bapisensors.sharepoint.com/sites/BAPIMediaLibrary/Shared%20Documents/Datasheets/Replacement_Probes_NoPrice-v17.pdf | https://bapisensors.sharepoint.com/sites/BAPIMediaLibrary/Shared%20Documents/Instructions/20912_ins_Repl_Probe_Passive.pdf
BA/3.25KP6.5TFE | BA/3.25K-P-6.5"-TFE | STRAP-ON 3.25K THMS REPLACMNT 6.5IN PROBE 6IN LEAD |  | https://bapisensors.sharepoint.com/sites/BAPIMediaLibrary/Shared%20Documents/Product%20Images/Remote_Probe_300pix.png | https://bapisensors.sharepoint.com/sites/BAPIMediaLibrary/Shared%20Documents/Datasheets/Replacement_Probes_NoPrice-v17.pdf | https://bapisensors.sharepoint.com/sites/BAPIMediaLibrary/Shared%20Documents/Instructions/20912_ins_Repl_Probe_Passive.pdf
BA/3.25KP4TFE | BA/3.25K-P-4"-TFE | STRAP-ON 3.25K-P-4IN-TFE PROBE ONLY -PO |  | https://bapisensors.sharepoint.com/sites/BAPIMediaLibrary/Shared%20Documents/Product%20Images/Remote_Probe_300pix.png | https://bapisensors.sharepoint.com/sites/BAPIMediaLibrary/Shared%20Documents/Datasheets/Replacement_Probes_NoPrice-v17.pdf | https://bapisensors.sharepoint.com/sites/BAPIMediaLibrary/Shared%20Documents/Instructions/20912_ins_Repl_Probe_Passive.pdf
BA/3.3KSJB | BA/3.3K-S-JB | STRAP-ON 3.3K THMS HANDIBOX |  | https://bapisensors.sharepoint.com/sites/BAPIMediaLibrary/Shared%20Documents/Product%20Images/Clamp_JBox_300pix.png | https://bapisensors.sharepoint.com/sites/BAPIMediaLibrary/Shared%20Documents/Datasheets/StrapUnits_temp_NoPrice-v17.pdf | https://bapisensors.sharepoint.com/sites/BAPIMediaLibrary/Shared%20Documents/Instructions/20911_ins_Strap_On_Passive.pdf
BA/3.3KSTPJB | BA/3.3K-STP-JB | STRAP-ON 3.3K THMS HANDIBOX |  | https://bapisensors.sharepoint.com/sites/BAPIMediaLibrary/Shared%20Documents/Product%20Images/Strap_JB_300pix.png | https://bapisensors.sharepoint.com/sites/BAPIMediaLibrary/Shared%20Documents/Datasheets/StrapUnits_temp_NoPrice-v17.pdf | https://bapisensors.sharepoint.com/sites/BAPIMediaLibrary/Shared%20Documents/Instructions/20911_ins_Strap_On_Passive.pdf
BA/3.3KRPP15 | BA/3.3K-RPP-15' | STRAP-ON 3.3K THMS REMOTE PROBE 15FT LEADS |  | https://bapisensors.sharepoint.com/sites/BAPIMediaLibrary/Shared%20Documents/Product%20Images/Remote_Probe_300pix.png | https://bapisensors.sharepoint.com/sites/BAPIMediaLibrary/Shared%20Documents/Datasheets/Remote_Sensors_Probes_NoPrice-v17.pdf | https://bapisensors.sharepoint.com/sites/BAPIMediaLibrary/Shared%20Documents/Instructions/20910_ins_Remote_Sensor_Passive.pdf
BA/3.3KPP18 | BA/3.3K-PP-18" | STRAP-ON 3.3K THMS REMOTE PROBE 18IN LEADS |  | https://bapisensors.sharepoint.com/sites/BAPIMediaLibrary/Shared%20Documents/Product%20Images/Remote_Sensor_Only.png | https://bapisensors.sharepoint.com/sites/BAPIMediaLibrary/Shared%20Documents/Datasheets/Remote_Sensors_Probes_NoPrice-v17.pdf | https://bapisensors.sharepoint.com/sites/BAPIMediaLibrary/Shared%20Documents/Instructions/20910_ins_Remote_Sensor_Passive.pdf
BA/3.3KRPFEP18 | BA/3.3K-RPFEP-18" | STRAP-ON 3.3K THMS REMOTE PROBE 18IN LEADS |  | https://bapisensors.sharepoint.com/sites/BAPIMediaLibrary/Shared%20Documents/Product%20Images/Remote_Probe_300pix.png | https://bapisensors.sharepoint.com/sites/BAPIMediaLibrary/Shared%20Documents/Datasheets/Remote_Sensors_Probes_NoPrice-v17.pdf | https://bapisensors.sharepoint.com/sites/BAPIMediaLibrary/Shared%20Documents/Instructions/20910_ins_Remote_Sensor_Passive.pdf
BA/3.3KRPFEP218 | BA/3.3K-RPFEP2-18" | STRAP-ON 3.3K THMS REMOTE PROBE 18IN LEADS |  | https://bapisensors.sharepoint.com/sites/BAPIMediaLibrary/Shared%20Documents/Product%20Images/Remote_Probe_300pix.png | https://bapisensors.sharepoint.com/sites/BAPIMediaLibrary/Shared%20Documents/Datasheets/Remote_Sensors_Probes_NoPrice-v17.pdf | https://bapisensors.sharepoint.com/sites/BAPIMediaLibrary/Shared%20Documents/Instructions/20910_ins_Remote_Sensor_Passive.pdf
BA/3.3KRPP18 | BA/3.3K-RPP-18" | STRAP-ON 3.3K THMS REMOTE PROBE 18IN LEADS |  | https://bapisensors.sharepoint.com/sites/BAPIMediaLibrary/Shared%20Documents/Product%20Images/Remote_Probe_300pix.png | https://bapisensors.sharepoint.com/sites/BAPIMediaLibrary/Shared%20Documents/Datasheets/Remote_Sensors_Probes_NoPrice-v17.pdf | https://bapisensors.sharepoint.com/sites/BAPIMediaLibrary/Shared%20Documents/Instructions/20910_ins_Remote_Sensor_Passive.pdf
BA/10K3RPFEP230 | BA/10K-3-RPFEP2-30' | STRAP-ON 30 FT REMOTE PROBE 10K3 THMS |  | https://bapisensors.sharepoint.com/sites/BAPIMediaLibrary/Shared%20Documents/Product%20Images/Remote_Probe_300pix.png | https://bapisensors.sharepoint.com/sites/BAPIMediaLibrary/Shared%20Documents/Datasheets/Remote_Sensors_Probes_NoPrice-v17.pdf | https://bapisensors.sharepoint.com/sites/BAPIMediaLibrary/Shared%20Documents/Instructions/20910_ins_Remote_Sensor_Passive.pdf
BA/10K3RPFEP30 | BA/10K-3-RPFEP-30' | STRAP-ON 30 FT REMOTE PROBE 10K3 THMS |  | https://bapisensors.sharepoint.com/sites/BAPIMediaLibrary/Shared%20Documents/Product%20Images/Remote_Probe_300pix.png | https://bapisensors.sharepoint.com/sites/BAPIMediaLibrary/Shared%20Documents/Datasheets/Remote_Sensors_Probes_NoPrice-v17.pdf | https://bapisensors.sharepoint.com/sites/BAPIMediaLibrary/Shared%20Documents/Instructions/20910_ins_Remote_Sensor_Passive.pdf
BA/334PP18 | BA/334-PP-18" | STRAP-ON 334 SEMI REMOTE PROBE 18IN LEAD |  | https://bapisensors.sharepoint.com/sites/BAPIMediaLibrary/Shared%20Documents/Product%20Images/Remote_Sensor_Only.png | https://bapisensors.sharepoint.com/sites/BAPIMediaLibrary/Shared%20Documents/Datasheets/Remote_Sensors_Probes_NoPrice-v17.pdf | https://bapisensors.sharepoint.com/sites/BAPIMediaLibrary/Shared%20Documents/Instructions/20910_ins_Remote_Sensor_Passive.pdf
BA/334RPP18 | BA/334-RPP-18" | STRAP-ON 334 SEMI REMOTE PROBE 18IN LEAD |  | https://bapisensors.sharepoint.com/sites/BAPIMediaLibrary/Shared%20Documents/Product%20Images/Remote_Probe_300pix.png | https://bapisensors.sharepoint.com/sites/BAPIMediaLibrary/Shared%20Documents/Datasheets/Remote_Sensors_Probes_NoPrice-v17.pdf | https://bapisensors.sharepoint.com/sites/BAPIMediaLibrary/Shared%20Documents/Instructions/20910_ins_Remote_Sensor_Passive.pdf
BA/10K3RPFEP235 | BA/10K-3-RPFEP2-35' | STRAP-ON 35 FT REMOTE PROBE 10K3 THMS |  | https://bapisensors.sharepoint.com/sites/BAPIMediaLibrary/Shared%20Documents/Product%20Images/Remote_Probe_300pix.png | https://bapisensors.sharepoint.com/sites/BAPIMediaLibrary/Shared%20Documents/Datasheets/Remote_Sensors_Probes_NoPrice-v17.pdf | https://bapisensors.sharepoint.com/sites/BAPIMediaLibrary/Shared%20Documents/Instructions/20910_ins_Remote_Sensor_Passive.pdf
BA/3KSBB | BA/3K-S-BB | STRAP-ON 3K OHM THMS BAPI BOX |  | https://bapisensors.sharepoint.com/sites/BAPIMediaLibrary/Shared%20Documents/Product%20Images/ClampOn_BB.png | https://bapisensors.sharepoint.com/sites/BAPIMediaLibrary/Shared%20Documents/Datasheets/StrapUnits_temp_NoPrice-v17.pdf | https://bapisensors.sharepoint.com/sites/BAPIMediaLibrary/Shared%20Documents/Instructions/20911_ins_Strap_On_Passive.pdf
BA/3KSBB2 | BA/3K-S-BB2 | STRAP-ON 3K OHM THMS BAPI BOX 2 |  | https://bapisensors.sharepoint.com/sites/BAPIMediaLibrary/Shared%20Documents/Product%20Images/Clamp_BB2_300pix.png | https://bapisensors.sharepoint.com/sites/BAPIMediaLibrary/Shared%20Documents/Datasheets/StrapUnits_temp_NoPrice-v17.pdf | https://bapisensors.sharepoint.com/sites/BAPIMediaLibrary/Shared%20Documents/Instructions/20911_ins_Strap_On_Passive.pdf
BA/3KSTPJB | BA/3K-STP-JB | STRAP-ON 3K OHM THMS HANDIBOX |  | https://bapisensors.sharepoint.com/sites/BAPIMediaLibrary/Shared%20Documents/Product%20Images/Strap_JB_300pix.png | https://bapisensors.sharepoint.com/sites/BAPIMediaLibrary/Shared%20Documents/Datasheets/StrapUnits_temp_NoPrice-v17.pdf | https://bapisensors.sharepoint.com/sites/BAPIMediaLibrary/Shared%20Documents/Instructions/20911_ins_Strap_On_Passive.pdf
BA/3KSJB | BA/3K-S-JB | STRAP-ON 3K THMS HANDI BOX |  | https://bapisensors.sharepoint.com/sites/BAPIMediaLibrary/Shared%20Documents/Product%20Images/Clamp_JBox_300pix.png | https://bapisensors.sharepoint.com/sites/BAPIMediaLibrary/Shared%20Documents/Datasheets/StrapUnits_temp_NoPrice-v17.pdf | https://bapisensors.sharepoint.com/sites/BAPIMediaLibrary/Shared%20Documents/Instructions/20911_ins_Strap_On_Passive.pdf
BA/3KRPFEP10 | BA/3K-RPFEP-10' | STRAP-ON 3K THMS REMOTE PROBE 10FT LEADS |  | https://bapisensors.sharepoint.com/sites/BAPIMediaLibrary/Shared%20Documents/Product%20Images/Remote_Probe_300pix.png | https://bapisensors.sharepoint.com/sites/BAPIMediaLibrary/Shared%20Documents/Datasheets/Remote_Sensors_Probes_NoPrice-v17.pdf | https://bapisensors.sharepoint.com/sites/BAPIMediaLibrary/Shared%20Documents/Instructions/20910_ins_Remote_Sensor_Passive.pdf
BA/3KRPFEP210 | BA/3K-RPFEP2-10' | STRAP-ON 3K THMS REMOTE PROBE 10FT LEADS |  | https://bapisensors.sharepoint.com/sites/BAPIMediaLibrary/Shared%20Documents/Product%20Images/Remote_Probe_300pix.png | https://bapisensors.sharepoint.com/sites/BAPIMediaLibrary/Shared%20Documents/Datasheets/Remote_Sensors_Probes_NoPrice-v17.pdf | https://bapisensors.sharepoint.com/sites/BAPIMediaLibrary/Shared%20Documents/Instructions/20910_ins_Remote_Sensor_Passive.pdf
BA/3KRPP10 | BA/3K-RPP-10' | STRAP-ON 3K THMS REMOTE PROBE 10FT LEADS |  | https://bapisensors.sharepoint.com/sites/BAPIMediaLibrary/Shared%20Documents/Product%20Images/Remote_Probe_300pix.png | https://bapisensors.sharepoint.com/sites/BAPIMediaLibrary/Shared%20Documents/Datasheets/Remote_Sensors_Probes_NoPrice-v17.pdf | https://bapisensors.sharepoint.com/sites/BAPIMediaLibrary/Shared%20Documents/Instructions/20910_ins_Remote_Sensor_Passive.pdf
BA/3KRPFEP15 | BA/3K-RPFEP-15' | STRAP-ON 3K THMS REMOTE PROBE 15FT LEADS |  | https://bapisensors.sharepoint.com/sites/BAPIMediaLibrary/Shared%20Documents/Product%20Images/Remote_Probe_300pix.png | https://bapisensors.sharepoint.com/sites/BAPIMediaLibrary/Shared%20Documents/Datasheets/Remote_Sensors_Probes_NoPrice-v17.pdf | https://bapisensors.sharepoint.com/sites/BAPIMediaLibrary/Shared%20Documents/Instructions/20910_ins_Remote_Sensor_Passive.pdf
BA/3KRPP15 | BA/3K-RPP-15' | STRAP-ON 3K THMS REMOTE PROBE 15FT LEADS |  | https://bapisensors.sharepoint.com/sites/BAPIMediaLibrary/Shared%20Documents/Product%20Images/Remote_Probe_300pix.png | https://bapisensors.sharepoint.com/sites/BAPIMediaLibrary/Shared%20Documents/Datasheets/Remote_Sensors_Probes_NoPrice-v17.pdf | https://bapisensors.sharepoint.com/sites/BAPIMediaLibrary/Shared%20Documents/Instructions/20910_ins_Remote_Sensor_Passive.pdf
BA/3KPP18 | BA/3K-PP-18" | STRAP-ON 3K THMS REMOTE PROBE 18IN LEADS |  | https://bapisensors.sharepoint.com/sites/BAPIMediaLibrary/Shared%20Documents/Product%20Images/Remote_Sensor_Only.png | https://bapisensors.sharepoint.com/sites/BAPIMediaLibrary/Shared%20Documents/Datasheets/Remote_Sensors_Probes_NoPrice-v17.pdf | https://bapisensors.sharepoint.com/sites/BAPIMediaLibrary/Shared%20Documents/Instructions/20910_ins_Remote_Sensor_Passive.pdf
BA/3KRPFEP18 | BA/3K-RPFEP-18" | STRAP-ON 3K THMS REMOTE PROBE 18IN LEADS |  | https://bapisensors.sharepoint.com/sites/BAPIMediaLibrary/Shared%20Documents/Product%20Images/Remote_Probe_300pix.png | https://bapisensors.sharepoint.com/sites/BAPIMediaLibrary/Shared%20Documents/Datasheets/Remote_Sensors_Probes_NoPrice-v17.pdf | https://bapisensors.sharepoint.com/sites/BAPIMediaLibrary/Shared%20Documents/Instructions/20910_ins_Remote_Sensor_Passive.pdf
BA/3KRPP18 | BA/3K-RPP-18" | STRAP-ON 3K THMS REMOTE PROBE 18IN LEADS |  | https://bapisensors.sharepoint.com/sites/BAPIMediaLibrary/Shared%20Documents/Product%20Images/Remote_Probe_300pix.png | https://bapisensors.sharepoint.com/sites/BAPIMediaLibrary/Shared%20Documents/Datasheets/Remote_Sensors_Probes_NoPrice-v17.pdf | https://bapisensors.sharepoint.com/sites/BAPIMediaLibrary/Shared%20Documents/Instructions/20910_ins_Remote_Sensor_Passive.pdf
BA/50KRPFEP218 | BA/50K-RPFEP2-18" | STRAP-ON 3K THMS REMOTE PROBE 18IN LEADS |  | https://bapisensors.sharepoint.com/sites/BAPIMediaLibrary/Shared%20Documents/Product%20Images/Remote_Probe_300pix.png | https://bapisensors.sharepoint.com/sites/BAPIMediaLibrary/Shared%20Documents/Datasheets/Remote_Sensors_Probes_NoPrice-v17.pdf | https://bapisensors.sharepoint.com/sites/BAPIMediaLibrary/Shared%20Documents/Instructions/20910_ins_Remote_Sensor_Passive.pdf
BA/50KRPP18 | BA/50K-RPP-18" | STRAP-ON 3K THMS REMOTE PROBE 18IN LEADS |  | https://bapisensors.sharepoint.com/sites/BAPIMediaLibrary/Shared%20Documents/Product%20Images/Remote_Probe_300pix.png | https://bapisensors.sharepoint.com/sites/BAPIMediaLibrary/Shared%20Documents/Datasheets/Remote_Sensors_Probes_NoPrice-v17.pdf | https://bapisensors.sharepoint.com/sites/BAPIMediaLibrary/Shared%20Documents/Instructions/20910_ins_Remote_Sensor_Passive.pdf
BA/3KXPRPP18 | BA/3K[XP]-RPP-18" | STRAP-ON 3K THMS REMOTE PROBE 18IN LEADS HI ACCY |  | https://bapisensors.sharepoint.com/sites/BAPIMediaLibrary/Shared%20Documents/Product%20Images/Remote_Probe_300pix.png | https://bapisensors.sharepoint.com/sites/BAPIMediaLibrary/Shared%20Documents/Datasheets/Remote_Sensors_Probes_NoPrice-v17.pdf | https://bapisensors.sharepoint.com/sites/BAPIMediaLibrary/Shared%20Documents/Instructions/20910_ins_Remote_Sensor_Passive.pdf
BA/3KRPFEP20 | BA/3K-RPFEP-20' | STRAP-ON 3K THMS REMOTE PROBE 20FT LEADS |  | https://bapisensors.sharepoint.com/sites/BAPIMediaLibrary/Shared%20Documents/Product%20Images/Remote_Probe_300pix.png | https://bapisensors.sharepoint.com/sites/BAPIMediaLibrary/Shared%20Documents/Datasheets/Remote_Sensors_Probes_NoPrice-v17.pdf | https://bapisensors.sharepoint.com/sites/BAPIMediaLibrary/Shared%20Documents/Instructions/20910_ins_Remote_Sensor_Passive.pdf
BA/3KRPP20 | BA/3K-RPP-20' | STRAP-ON 3K THMS REMOTE PROBE 20FT LEADS |  | https://bapisensors.sharepoint.com/sites/BAPIMediaLibrary/Shared%20Documents/Product%20Images/Remote_Probe_300pix.png | https://bapisensors.sharepoint.com/sites/BAPIMediaLibrary/Shared%20Documents/Datasheets/Remote_Sensors_Probes_NoPrice-v17.pdf | https://bapisensors.sharepoint.com/sites/BAPIMediaLibrary/Shared%20Documents/Instructions/20910_ins_Remote_Sensor_Passive.pdf
BA/3KRPP20BB | BA/3K-RPP-20'-BB | STRAP-ON 3K THMS REMOTE PROBE 20FT LEADS BAPI BOX |  | https://bapisensors.sharepoint.com/sites/BAPIMediaLibrary/Shared%20Documents/Product%20Images/Remote_Probe_300pix.png | https://bapisensors.sharepoint.com/sites/BAPIMediaLibrary/Shared%20Documents/Datasheets/Remote_Sensors_Probes_NoPrice-v17.pdf | https://bapisensors.sharepoint.com/sites/BAPIMediaLibrary/Shared%20Documents/Instructions/20910_ins_Remote_Sensor_Passive.pdf
BA/3KRPFEP225 | BA/3K-RPFEP2-25' | STRAP-ON 3K THMS REMOTE PROBE 25FT LEADS |  | https://bapisensors.sharepoint.com/sites/BAPIMediaLibrary/Shared%20Documents/Product%20Images/Remote_Probe_300pix.png | https://bapisensors.sharepoint.com/sites/BAPIMediaLibrary/Shared%20Documents/Datasheets/Remote_Sensors_Probes_NoPrice-v17.pdf | https://bapisensors.sharepoint.com/sites/BAPIMediaLibrary/Shared%20Documents/Instructions/20910_ins_Remote_Sensor_Passive.pdf
BA/3KRPFEP25 | BA/3K-RPFEP-25' | STRAP-ON 3K THMS REMOTE PROBE 25FT LEADS |  | https://bapisensors.sharepoint.com/sites/BAPIMediaLibrary/Shared%20Documents/Product%20Images/Remote_Probe_300pix.png | https://bapisensors.sharepoint.com/sites/BAPIMediaLibrary/Shared%20Documents/Datasheets/Remote_Sensors_Probes_NoPrice-v17.pdf | https://bapisensors.sharepoint.com/sites/BAPIMediaLibrary/Shared%20Documents/Instructions/20910_ins_Remote_Sensor_Passive.pdf
BA/3KRPP25 | BA/3K-RPP-25' | STRAP-ON 3K THMS REMOTE PROBE 25FT LEADS |  | https://bapisensors.sharepoint.com/sites/BAPIMediaLibrary/Shared%20Documents/Product%20Images/Remote_Probe_300pix.png | https://bapisensors.sharepoint.com/sites/BAPIMediaLibrary/Shared%20Documents/Datasheets/Remote_Sensors_Probes_NoPrice-v17.pdf | https://bapisensors.sharepoint.com/sites/BAPIMediaLibrary/Shared%20Documents/Instructions/20910_ins_Remote_Sensor_Passive.pdf
BA/3KRPFEP30 | BA/3K-RPFEP-30' | STRAP-ON 3K THMS REMOTE PROBE 30FT LEADS |  | https://bapisensors.sharepoint.com/sites/BAPIMediaLibrary/Shared%20Documents/Product%20Images/Remote_Probe_300pix.png | https://bapisensors.sharepoint.com/sites/BAPIMediaLibrary/Shared%20Documents/Datasheets/Remote_Sensors_Probes_NoPrice-v17.pdf | https://bapisensors.sharepoint.com/sites/BAPIMediaLibrary/Shared%20Documents/Instructions/20910_ins_Remote_Sensor_Passive.pdf
BA/3KPP5 | BA/3K-PP-5' | STRAP-ON 3K THMS REMOTE PROBE 5FT LEADS |  | https://bapisensors.sharepoint.com/sites/BAPIMediaLibrary/Shared%20Documents/Product%20Images/Remote_Sensor_Only.png | https://bapisensors.sharepoint.com/sites/BAPIMediaLibrary/Shared%20Documents/Datasheets/Remote_Sensors_Probes_NoPrice-v17.pdf | https://bapisensors.sharepoint.com/sites/BAPIMediaLibrary/Shared%20Documents/Instructions/20910_ins_Remote_Sensor_Passive.pdf
BA/3KRPFEP5 | BA/3K-RPFEP-5' | STRAP-ON 3K THMS REMOTE PROBE 5FT LEADS |  | https://bapisensors.sharepoint.com/sites/BAPIMediaLibrary/Shared%20Documents/Product%20Images/Remote_Probe_300pix.png | https://bapisensors.sharepoint.com/sites/BAPIMediaLibrary/Shared%20Documents/Datasheets/Remote_Sensors_Probes_NoPrice-v17.pdf | https://bapisensors.sharepoint.com/sites/BAPIMediaLibrary/Shared%20Documents/Instructions/20910_ins_Remote_Sensor_Passive.pdf
BA/3KRPP5 | BA/3K-RPP-5' | STRAP-ON 3K THMS REMOTE PROBE 5FT LEADS |  | https://bapisensors.sharepoint.com/sites/BAPIMediaLibrary/Shared%20Documents/Product%20Images/Remote_Probe_300pix.png | https://bapisensors.sharepoint.com/sites/BAPIMediaLibrary/Shared%20Documents/Datasheets/Remote_Sensors_Probes_NoPrice-v17.pdf | https://bapisensors.sharepoint.com/sites/BAPIMediaLibrary/Shared%20Documents/Instructions/20910_ins_Remote_Sensor_Passive.pdf
BA/3KPP6 | BA/3K-PP-6" | STRAP-ON 3K THMS REMOTE PROBE 6IN LEADS |  | https://bapisensors.sharepoint.com/sites/BAPIMediaLibrary/Shared%20Documents/Product%20Images/Remote_Sensor_Only.png | https://bapisensors.sharepoint.com/sites/BAPIMediaLibrary/Shared%20Documents/Datasheets/Remote_Sensors_Probes_NoPrice-v17.pdf | https://bapisensors.sharepoint.com/sites/BAPIMediaLibrary/Shared%20Documents/Instructions/20910_ins_Remote_Sensor_Passive.pdf
BA/3KRPP6 | BA/3K-RPP-6" | STRAP-ON 3K THMS REMOTE PROBE 6IN LEADS |  | https://bapisensors.sharepoint.com/sites/BAPIMediaLibrary/Shared%20Documents/Product%20Images/Remote_Probe_300pix.png | https://bapisensors.sharepoint.com/sites/BAPIMediaLibrary/Shared%20Documents/Datasheets/Remote_Sensors_Probes_NoPrice-v17.pdf | https://bapisensors.sharepoint.com/sites/BAPIMediaLibrary/Shared%20Documents/Instructions/20910_ins_Remote_Sensor_Passive.pdf
BA/50KPP6 | BA/50K-PP-6" | STRAP-ON 3K THMS REMOTE PROBE 6IN LEADS |  | https://bapisensors.sharepoint.com/sites/BAPIMediaLibrary/Shared%20Documents/Product%20Images/Remote_Sensor_Only.png | https://bapisensors.sharepoint.com/sites/BAPIMediaLibrary/Shared%20Documents/Datasheets/Remote_Sensors_Probes_NoPrice-v17.pdf | https://bapisensors.sharepoint.com/sites/BAPIMediaLibrary/Shared%20Documents/Instructions/20910_ins_Remote_Sensor_Passive.pdf
BA/50KRPP6 | BA/50K-RPP-6" | STRAP-ON 3K THMS REMOTE PROBE 6IN LEADS |  | https://bapisensors.sharepoint.com/sites/BAPIMediaLibrary/Shared%20Documents/Product%20Images/Remote_Probe_300pix.png | https://bapisensors.sharepoint.com/sites/BAPIMediaLibrary/Shared%20Documents/Datasheets/Remote_Sensors_Probes_NoPrice-v17.pdf | https://bapisensors.sharepoint.com/sites/BAPIMediaLibrary/Shared%20Documents/Instructions/20910_ins_Remote_Sensor_Passive.pdf
BA/3KP12.25TFE | BA/3K-P-12.25"-TFE | STRAP-ON 3K THMS REPLACMNT 12.25IN PROBE 6IN LEAD |  | https://bapisensors.sharepoint.com/sites/BAPIMediaLibrary/Shared%20Documents/Product%20Images/Remote_Probe_300pix.png | https://bapisensors.sharepoint.com/sites/BAPIMediaLibrary/Shared%20Documents/Datasheets/Replacement_Probes_NoPrice-v17.pdf | https://bapisensors.sharepoint.com/sites/BAPIMediaLibrary/Shared%20Documents/Instructions/20912_ins_Repl_Probe_Passive.pdf
BA/3KP4.5PL18 | BA/3K-P-4.5"-PL-18" | STRAP-ON 3K THMS REPLACMNT 4.5IN PROBE 18IN LEAD |  | https://bapisensors.sharepoint.com/sites/BAPIMediaLibrary/Shared%20Documents/Product%20Images/Remote_Probe_300pix.png | https://bapisensors.sharepoint.com/sites/BAPIMediaLibrary/Shared%20Documents/Datasheets/Replacement_Probes_NoPrice-v17.pdf | https://bapisensors.sharepoint.com/sites/BAPIMediaLibrary/Shared%20Documents/Instructions/20912_ins_Repl_Probe_Passive.pdf
BA/3KP4.5PL | BA/3K-P-4.5"-PL | STRAP-ON 3K THMS REPLACMNT 4.5IN PROBE 6IN LEAD |  | https://bapisensors.sharepoint.com/sites/BAPIMediaLibrary/Shared%20Documents/Product%20Images/Remote_Probe_300pix.png | https://bapisensors.sharepoint.com/sites/BAPIMediaLibrary/Shared%20Documents/Datasheets/Replacement_Probes_NoPrice-v17.pdf | https://bapisensors.sharepoint.com/sites/BAPIMediaLibrary/Shared%20Documents/Instructions/20912_ins_Repl_Probe_Passive.pdf
BA/3KP4.5TFE | BA/3K-P-4.5"-TFE | STRAP-ON 3K THMS REPLACMNT 4.5IN PROBE 6IN LEAD |  | https://bapisensors.sharepoint.com/sites/BAPIMediaLibrary/Shared%20Documents/Product%20Images/Remote_Probe_300pix.png | https://bapisensors.sharepoint.com/sites/BAPIMediaLibrary/Shared%20Documents/Datasheets/Replacement_Probes_NoPrice-v17.pdf | https://bapisensors.sharepoint.com/sites/BAPIMediaLibrary/Shared%20Documents/Instructions/20912_ins_Repl_Probe_Passive.pdf
BA/3KP6.5PL18 | BA/3K-P-6.5"-PL-18" | STRAP-ON 3K THMS REPLACMNT 6.5IN PROBE 18IN LEAD |  | https://bapisensors.sharepoint.com/sites/BAPIMediaLibrary/Shared%20Documents/Product%20Images/Remote_Probe_300pix.png | https://bapisensors.sharepoint.com/sites/BAPIMediaLibrary/Shared%20Documents/Datasheets/Replacement_Probes_NoPrice-v17.pdf | https://bapisensors.sharepoint.com/sites/BAPIMediaLibrary/Shared%20Documents/Instructions/20912_ins_Repl_Probe_Passive.pdf
BA/50KP6.5TFE | BA/50K-P-6.5"-TFE | STRAP-ON 3K THMS REPLACMNT 6.5IN PROBE 6IN LEAD |  | https://bapisensors.sharepoint.com/sites/BAPIMediaLibrary/Shared%20Documents/Product%20Images/Remote_Probe_300pix.png | https://bapisensors.sharepoint.com/sites/BAPIMediaLibrary/Shared%20Documents/Datasheets/Replacement_Probes_NoPrice-v17.pdf | https://bapisensors.sharepoint.com/sites/BAPIMediaLibrary/Shared%20Documents/Instructions/20912_ins_Repl_Probe_Passive.pdf
BA/3KP8.25TFE | BA/3K-P-8.25"-TFE | STRAP-ON 3K THMS REPLACMNT 8.25IN PROBE 6IN LEAD |  | https://bapisensors.sharepoint.com/sites/BAPIMediaLibrary/Shared%20Documents/Product%20Images/Remote_Probe_300pix.png | https://bapisensors.sharepoint.com/sites/BAPIMediaLibrary/Shared%20Documents/Datasheets/Replacement_Probes_NoPrice-v17.pdf | https://bapisensors.sharepoint.com/sites/BAPIMediaLibrary/Shared%20Documents/Instructions/20912_ins_Repl_Probe_Passive.pdf
BA/10K3RPFEP240 | BA/10K-3-RPFEP2-40' | STRAP-ON 40 FT REMOTE PROBE 10K3 THMS |  | https://bapisensors.sharepoint.com/sites/BAPIMediaLibrary/Shared%20Documents/Product%20Images/Remote_Probe_300pix.png | https://bapisensors.sharepoint.com/sites/BAPIMediaLibrary/Shared%20Documents/Datasheets/Remote_Sensors_Probes_NoPrice-v17.pdf | https://bapisensors.sharepoint.com/sites/BAPIMediaLibrary/Shared%20Documents/Instructions/20910_ins_Remote_Sensor_Passive.pdf
BA/10K3RPFEP245 | BA/10K-3-RPFEP2-45' | STRAP-ON 45 FT REMOTE PROBE 10K3 THMS |  | https://bapisensors.sharepoint.com/sites/BAPIMediaLibrary/Shared%20Documents/Product%20Images/Remote_Probe_300pix.png | https://bapisensors.sharepoint.com/sites/BAPIMediaLibrary/Shared%20Documents/Datasheets/Remote_Sensors_Probes_NoPrice-v17.pdf | https://bapisensors.sharepoint.com/sites/BAPIMediaLibrary/Shared%20Documents/Instructions/20910_ins_Remote_Sensor_Passive.pdf
BA/1K3RPFEP5WP | BA/1K[3]-RPFEP-5'-WP | STRAP-ON 5 FT REMOT 1K OHM 375 RTD ALUM BOX 392/1112F |  | https://bapisensors.sharepoint.com/sites/BAPIMediaLibrary/Shared%20Documents/Product%20Images/Remote_Probe_WP_300pix.png | https://bapisensors.sharepoint.com/sites/BAPIMediaLibrary/Shared%20Documents/Datasheets/Extreme_Temp_RTD_NoPrice-v17.pdf | https://bapisensors.sharepoint.com/sites/BAPIMediaLibrary/Shared%20Documents/Instructions/8612_ins_RTD_EXTRM.pdf
BA/1K3RPFEP5 | BA/1K[3]-RPFEP-5' | STRAP-ON 5 FT REMOT PROBE 1K OHM 375 RTD 392/1112F |  | https://bapisensors.sharepoint.com/sites/BAPIMediaLibrary/Shared%20Documents/Product%20Images/Remote_Probe_300pix.png | https://bapisensors.sharepoint.com/sites/BAPIMediaLibrary/Shared%20Documents/Datasheets/Extreme_Temp_RTD_NoPrice-v17.pdf | https://bapisensors.sharepoint.com/sites/BAPIMediaLibrary/Shared%20Documents/Instructions/8612_ins_RTD_EXTRM.pdf
BA1002RPFEP5WP | BA/100[2]-RPFEP-5'-WP | STRAP-ON 5 FT REMOTE 100 OHM RTD ALUM BOX 212/410F |  | https://bapisensors.sharepoint.com/sites/BAPIMediaLibrary/Shared%20Documents/Product%20Images/Remote_Probe_WP_300pix.png | https://bapisensors.sharepoint.com/sites/BAPIMediaLibrary/Shared%20Documents/Datasheets/Remote_Sensors_Probes_NoPrice-v17.pdf | https://bapisensors.sharepoint.com/sites/BAPIMediaLibrary/Shared%20Documents/Instructions/20910_ins_Remote_Sensor_Passive.pdf
BA1K2RPFEP5WP | BA/1K[2]-RPFEP-5'-WP | STRAP-ON 5 FT REMOTE 1K OHM 385 RTD ALUM BOX 212/410F |  | https://bapisensors.sharepoint.com/sites/BAPIMediaLibrary/Shared%20Documents/Product%20Images/Remote_Probe_WP_300pix.png | https://bapisensors.sharepoint.com/sites/BAPIMediaLibrary/Shared%20Documents/Datasheets/Extreme_Temp_RTD_NoPrice-v17.pdf | https://bapisensors.sharepoint.com/sites/BAPIMediaLibrary/Shared%20Documents/Instructions/8612_ins_RTD_EXTRM.pdf
BA/1002RPFEP5WP | BA/100[2]-RPFEP-5'-WP | STRAP-ON 5 FT REMOTE PROBE 100 OHM RTD ALUM BOX 212/410F |  | https://bapisensors.sharepoint.com/sites/BAPIMediaLibrary/Shared%20Documents/Product%20Images/Remote_Probe_WP_300pix.png | https://bapisensors.sharepoint.com/sites/BAPIMediaLibrary/Shared%20Documents/Datasheets/Remote_Sensors_Probes_NoPrice-v17.pdf | https://bapisensors.sharepoint.com/sites/BAPIMediaLibrary/Shared%20Documents/Instructions/20910_ins_Remote_Sensor_Passive.pdf
BA10K2RPFEP5WP | BA/10K-2-RPFEP-5'-WP | STRAP-ON 5 FT REMOTE PROBE 10K-2 THMS ALUM BOX |  | https://bapisensors.sharepoint.com/sites/BAPIMediaLibrary/Shared%20Documents/Product%20Images/Remote_Probe_WP_300pix.png | https://bapisensors.sharepoint.com/sites/BAPIMediaLibrary/Shared%20Documents/Datasheets/Remote_Sensors_Probes_NoPrice-v17.pdf | https://bapisensors.sharepoint.com/sites/BAPIMediaLibrary/Shared%20Documents/Instructions/20910_ins_Remote_Sensor_Passive.pdf
BA10K2RPFEP5BB | BA/10K-2-RPFEP-5'-BB | STRAP-ON 5 FT REMOTE PROBE 10K-2 THMS BAPI BOX |  | https://bapisensors.sharepoint.com/sites/BAPIMediaLibrary/Shared%20Documents/Product%20Images/Remote_Probe_BB_300pix.png | https://bapisensors.sharepoint.com/sites/BAPIMediaLibrary/Shared%20Documents/Datasheets/Remote_Sensors_Probes_NoPrice-v17.pdf | https://bapisensors.sharepoint.com/sites/BAPIMediaLibrary/Shared%20Documents/Instructions/20910_ins_Remote_Sensor_Passive.pdf
BA10K2RPFEP5BB2 | BA/10K-2-RPFEP-5'-BB2 | STRAP-ON 5 FT REMOTE PROBE 10K-2 THMS BAPI BOX 2 |  | https://bapisensors.sharepoint.com/sites/BAPIMediaLibrary/Shared%20Documents/Product%20Images/Remote_BB2_Blue.png | https://bapisensors.sharepoint.com/sites/BAPIMediaLibrary/Shared%20Documents/Datasheets/Remote_Sensors_Probes_NoPrice-v17.pdf | https://bapisensors.sharepoint.com/sites/BAPIMediaLibrary/Shared%20Documents/Instructions/20910_ins_Remote_Sensor_Passive.pdf
BA10K2RPFEP5BB4 | BA/10K-2-RPFEP-5'-BB4 | STRAP-ON 5 FT REMOTE PROBE 10K-2 THMS BAPI BOX 4 |  | https://bapisensors.sharepoint.com/sites/BAPIMediaLibrary/Shared%20Documents/Product%20Images/Remote_Probe_BB4_300pix.png | https://bapisensors.sharepoint.com/sites/BAPIMediaLibrary/Shared%20Documents/Datasheets/Remote_Sensors_Probes_NoPrice-v17.pdf | https://bapisensors.sharepoint.com/sites/BAPIMediaLibrary/Shared%20Documents/Instructions/20910_ins_Remote_Sensor_Passive.pdf
BA/10K3RPFEP25 | BA/10K-3-RPFEP2-5' | STRAP-ON 5 FT REMOTE PROBE 10K3 THMS |  | https://bapisensors.sharepoint.com/sites/BAPIMediaLibrary/Shared%20Documents/Product%20Images/Remote_Probe_300pix.png | https://bapisensors.sharepoint.com/sites/BAPIMediaLibrary/Shared%20Documents/Datasheets/Remote_Sensors_Probes_NoPrice-v17.pdf | https://bapisensors.sharepoint.com/sites/BAPIMediaLibrary/Shared%20Documents/Instructions/20910_ins_Remote_Sensor_Passive.pdf
BA/10K3RPFEP5 | BA/10K-3-RPFEP-5' | STRAP-ON 5 FT REMOTE PROBE 10K3 THMS |  | https://bapisensors.sharepoint.com/sites/BAPIMediaLibrary/Shared%20Documents/Product%20Images/Remote_Probe_300pix.png | https://bapisensors.sharepoint.com/sites/BAPIMediaLibrary/Shared%20Documents/Datasheets/Remote_Sensors_Probes_NoPrice-v17.pdf | https://bapisensors.sharepoint.com/sites/BAPIMediaLibrary/Shared%20Documents/Instructions/20910_ins_Remote_Sensor_Passive.pdf
BA10K3RPFEP5WP | BA/10K-3-RPFEP-5'-WP | STRAP-ON 5 FT REMOTE PROBE 10K-3 THMS ALUM BOX |  | https://bapisensors.sharepoint.com/sites/BAPIMediaLibrary/Shared%20Documents/Product%20Images/Remote_Probe_WP_300pix.png | https://bapisensors.sharepoint.com/sites/BAPIMediaLibrary/Shared%20Documents/Datasheets/Remote_Sensors_Probes_NoPrice-v17.pdf | https://bapisensors.sharepoint.com/sites/BAPIMediaLibrary/Shared%20Documents/Instructions/20910_ins_Remote_Sensor_Passive.pdf
BA10K3RPFEP5BB | BA/10K-3-RPFEP-5'-BB | STRAP-ON 5 FT REMOTE PROBE 10K-3 THMS BAPI BOX |  | https://bapisensors.sharepoint.com/sites/BAPIMediaLibrary/Shared%20Documents/Product%20Images/Remote_Probe_BB_300pix.png | https://bapisensors.sharepoint.com/sites/BAPIMediaLibrary/Shared%20Documents/Datasheets/Remote_Sensors_Probes_NoPrice-v17.pdf | https://bapisensors.sharepoint.com/sites/BAPIMediaLibrary/Shared%20Documents/Instructions/20910_ins_Remote_Sensor_Passive.pdf
BA10K3RPFEP5BB2 | BA/10K-3-RPFEP-5'-BB2 | STRAP-ON 5 FT REMOTE PROBE 10K-3 THMS BAPI BOX 2 |  | https://bapisensors.sharepoint.com/sites/BAPIMediaLibrary/Shared%20Documents/Product%20Images/Remote_BB2_Blue.png | https://bapisensors.sharepoint.com/sites/BAPIMediaLibrary/Shared%20Documents/Datasheets/Remote_Sensors_Probes_NoPrice-v17.pdf | https://bapisensors.sharepoint.com/sites/BAPIMediaLibrary/Shared%20Documents/Instructions/20910_ins_Remote_Sensor_Passive.pdf
BA10K3RPFEP5BB4 | BA/10K-3-RPFEP-5'-BB4 | STRAP-ON 5 FT REMOTE PROBE 10K-3 THMS BAPI BOX 4 |  | https://bapisensors.sharepoint.com/sites/BAPIMediaLibrary/Shared%20Documents/Product%20Images/Remote_Probe_BB4_300pix.png | https://bapisensors.sharepoint.com/sites/BAPIMediaLibrary/Shared%20Documents/Datasheets/Remote_Sensors_Probes_NoPrice-v17.pdf | https://bapisensors.sharepoint.com/sites/BAPIMediaLibrary/Shared%20Documents/Instructions/20910_ins_Remote_Sensor_Passive.pdf
BA/2.2KRPFEP5 | BA/2.2K-RPFEP-5' | STRAP-ON 5 FT REMOTE PROBE 2.2K THMS |  | https://bapisensors.sharepoint.com/sites/BAPIMediaLibrary/Shared%20Documents/Product%20Images/Remote_Probe_300pix.png | https://bapisensors.sharepoint.com/sites/BAPIMediaLibrary/Shared%20Documents/Datasheets/Remote_Sensors_Probes_NoPrice-v17.pdf | https://bapisensors.sharepoint.com/sites/BAPIMediaLibrary/Shared%20Documents/Instructions/20910_ins_Remote_Sensor_Passive.pdf
BA/10K3RPFEP250 | BA/10K-3-RPFEP2-50' | STRAP-ON 50 FT REMOTE PROBE 10K3 THMS |  | https://bapisensors.sharepoint.com/sites/BAPIMediaLibrary/Shared%20Documents/Product%20Images/Remote_Probe_300pix.png | https://bapisensors.sharepoint.com/sites/BAPIMediaLibrary/Shared%20Documents/Datasheets/Remote_Sensors_Probes_NoPrice-v17.pdf | https://bapisensors.sharepoint.com/sites/BAPIMediaLibrary/Shared%20Documents/Instructions/20910_ins_Remote_Sensor_Passive.pdf
BA/10K3RPFEP255 | BA/10K-3-RPFEP2-55' | STRAP-ON 55 FT REMOTE PROBE 10K3 THMS |  | https://bapisensors.sharepoint.com/sites/BAPIMediaLibrary/Shared%20Documents/Product%20Images/Remote_Probe_300pix.png | https://bapisensors.sharepoint.com/sites/BAPIMediaLibrary/Shared%20Documents/Datasheets/Remote_Sensors_Probes_NoPrice-v17.pdf | https://bapisensors.sharepoint.com/sites/BAPIMediaLibrary/Shared%20Documents/Instructions/20910_ins_Remote_Sensor_Passive.pdf
BA/592RPFEP10 | BA/592-RPFEP-10' | STRAP-ON 592 SEMI REMOTE PROBE 10FT LEADS |  | https://bapisensors.sharepoint.com/sites/BAPIMediaLibrary/Shared%20Documents/Product%20Images/Remote_Probe_300pix.png | https://bapisensors.sharepoint.com/sites/BAPIMediaLibrary/Shared%20Documents/Datasheets/Remote_Sensors_Probes_NoPrice-v17.pdf | https://bapisensors.sharepoint.com/sites/BAPIMediaLibrary/Shared%20Documents/Instructions/20910_ins_Remote_Sensor_Passive.pdf
BA/592RPP10 | BA/592-RPP-10' | STRAP-ON 592 SEMI REMOTE PROBE 10FT LEADS |  | https://bapisensors.sharepoint.com/sites/BAPIMediaLibrary/Shared%20Documents/Product%20Images/Remote_Probe_300pix.png | https://bapisensors.sharepoint.com/sites/BAPIMediaLibrary/Shared%20Documents/Datasheets/Remote_Sensors_Probes_NoPrice-v17.pdf | https://bapisensors.sharepoint.com/sites/BAPIMediaLibrary/Shared%20Documents/Instructions/20910_ins_Remote_Sensor_Passive.pdf
BA/592RPFEP150 | BA/592-RPFEP-150' | STRAP-ON 592 SEMI REMOTE PROBE 150FT LEADS |  | https://bapisensors.sharepoint.com/sites/BAPIMediaLibrary/Shared%20Documents/Product%20Images/Remote_Probe_300pix.png | https://bapisensors.sharepoint.com/sites/BAPIMediaLibrary/Shared%20Documents/Datasheets/Remote_Sensors_Probes_NoPrice-v17.pdf | https://bapisensors.sharepoint.com/sites/BAPIMediaLibrary/Shared%20Documents/Instructions/20910_ins_Remote_Sensor_Passive.pdf
BA/592RPFEP15 | BA/592-RPFEP-15' | STRAP-ON 592 SEMI REMOTE PROBE 15FT LEADS |  | https://bapisensors.sharepoint.com/sites/BAPIMediaLibrary/Shared%20Documents/Product%20Images/Remote_Probe_300pix.png | https://bapisensors.sharepoint.com/sites/BAPIMediaLibrary/Shared%20Documents/Datasheets/Remote_Sensors_Probes_NoPrice-v17.pdf | https://bapisensors.sharepoint.com/sites/BAPIMediaLibrary/Shared%20Documents/Instructions/20910_ins_Remote_Sensor_Passive.pdf
BA/592PP18 | BA/592-PP-18" | STRAP-ON 592 SEMI REMOTE PROBE 18IN LEADS |  | https://bapisensors.sharepoint.com/sites/BAPIMediaLibrary/Shared%20Documents/Product%20Images/Remote_Sensor_Only.png | https://bapisensors.sharepoint.com/sites/BAPIMediaLibrary/Shared%20Documents/Datasheets/Remote_Sensors_Probes_NoPrice-v17.pdf | https://bapisensors.sharepoint.com/sites/BAPIMediaLibrary/Shared%20Documents/Instructions/20910_ins_Remote_Sensor_Passive.pdf
BA/592RPFEP18 | BA/592-RPFEP-18" | STRAP-ON 592 SEMI REMOTE PROBE 18IN LEADS |  | https://bapisensors.sharepoint.com/sites/BAPIMediaLibrary/Shared%20Documents/Product%20Images/Remote_Probe_300pix.png | https://bapisensors.sharepoint.com/sites/BAPIMediaLibrary/Shared%20Documents/Datasheets/Remote_Sensors_Probes_NoPrice-v17.pdf | https://bapisensors.sharepoint.com/sites/BAPIMediaLibrary/Shared%20Documents/Instructions/20910_ins_Remote_Sensor_Passive.pdf
BA/592RPP18 | BA/592-RPP-18" | STRAP-ON 592 SEMI REMOTE PROBE 18IN LEADS |  | https://bapisensors.sharepoint.com/sites/BAPIMediaLibrary/Shared%20Documents/Product%20Images/Remote_Probe_300pix.png | https://bapisensors.sharepoint.com/sites/BAPIMediaLibrary/Shared%20Documents/Datasheets/Remote_Sensors_Probes_NoPrice-v17.pdf | https://bapisensors.sharepoint.com/sites/BAPIMediaLibrary/Shared%20Documents/Instructions/20910_ins_Remote_Sensor_Passive.pdf
BA/592RPFEP20 | BA/592-RPFEP-20' | STRAP-ON 592 SEMI REMOTE PROBE 20FT LEADS |  | https://bapisensors.sharepoint.com/sites/BAPIMediaLibrary/Shared%20Documents/Product%20Images/Remote_Probe_300pix.png | https://bapisensors.sharepoint.com/sites/BAPIMediaLibrary/Shared%20Documents/Datasheets/Remote_Sensors_Probes_NoPrice-v17.pdf | https://bapisensors.sharepoint.com/sites/BAPIMediaLibrary/Shared%20Documents/Instructions/20910_ins_Remote_Sensor_Passive.pdf
BA/592RPFEP25 | BA/592-RPFEP-25' | STRAP-ON 592 SEMI REMOTE PROBE 25FT LEADS |  | https://bapisensors.sharepoint.com/sites/BAPIMediaLibrary/Shared%20Documents/Product%20Images/Remote_Probe_300pix.png | https://bapisensors.sharepoint.com/sites/BAPIMediaLibrary/Shared%20Documents/Datasheets/Remote_Sensors_Probes_NoPrice-v17.pdf | https://bapisensors.sharepoint.com/sites/BAPIMediaLibrary/Shared%20Documents/Instructions/20910_ins_Remote_Sensor_Passive.pdf
BA/592RPFEP5 | BA/592-RPFEP-5' | STRAP-ON 592 SEMI REMOTE PROBE 5FT LEADS |  | https://bapisensors.sharepoint.com/sites/BAPIMediaLibrary/Shared%20Documents/Product%20Images/Remote_Probe_300pix.png | https://bapisensors.sharepoint.com/sites/BAPIMediaLibrary/Shared%20Documents/Datasheets/Remote_Sensors_Probes_NoPrice-v17.pdf | https://bapisensors.sharepoint.com/sites/BAPIMediaLibrary/Shared%20Documents/Instructions/20910_ins_Remote_Sensor_Passive.pdf
BA/592RPP5 | BA/592-RPP-5' | STRAP-ON 592 SEMI REMOTE PROBE 5FT LEADS |  | https://bapisensors.sharepoint.com/sites/BAPIMediaLibrary/Shared%20Documents/Product%20Images/Remote_Probe_300pix.png | https://bapisensors.sharepoint.com/sites/BAPIMediaLibrary/Shared%20Documents/Datasheets/Remote_Sensors_Probes_NoPrice-v17.pdf | https://bapisensors.sharepoint.com/sites/BAPIMediaLibrary/Shared%20Documents/Instructions/20910_ins_Remote_Sensor_Passive.pdf
BA/592P4.5TFE | BA/592-P-4.5"-TFE | STRAP-ON 592 SEMI REPLACMNT 4I.5N PROBE 6IN LEAD |  | https://bapisensors.sharepoint.com/sites/BAPIMediaLibrary/Shared%20Documents/Product%20Images/Remote_Probe_300pix.png | https://bapisensors.sharepoint.com/sites/BAPIMediaLibrary/Shared%20Documents/Datasheets/Replacement_Probes_NoPrice-v17.pdf | https://bapisensors.sharepoint.com/sites/BAPIMediaLibrary/Shared%20Documents/Instructions/20912_ins_Repl_Probe_Passive.pdf
BA/592P6.5TFE | BA/592-P-6.5"-TFE | STRAP-ON 592 SEMI REPLACMNT 6.5IN PROBE 6IN LEAD |  | https://bapisensors.sharepoint.com/sites/BAPIMediaLibrary/Shared%20Documents/Product%20Images/Remote_Probe_300pix.png | https://bapisensors.sharepoint.com/sites/BAPIMediaLibrary/Shared%20Documents/Datasheets/Replacement_Probes_NoPrice-v17.pdf | https://bapisensors.sharepoint.com/sites/BAPIMediaLibrary/Shared%20Documents/Instructions/20912_ins_Repl_Probe_Passive.pdf
BA/592P9.5TFE | BA/592-P-9.5"-TFE | STRAP-ON 592 SEMI REPLACMNT 9.5IN PROBE 6IN LEAD |  | https://bapisensors.sharepoint.com/sites/BAPIMediaLibrary/Shared%20Documents/Product%20Images/Remote_Probe_300pix.png | https://bapisensors.sharepoint.com/sites/BAPIMediaLibrary/Shared%20Documents/Datasheets/Replacement_Probes_NoPrice-v17.pdf | https://bapisensors.sharepoint.com/sites/BAPIMediaLibrary/Shared%20Documents/Instructions/20912_ins_Repl_Probe_Passive.pdf
BA/59210KRPP18B | BA/592-10K-RPP-18"-BB | STRAP-ON 592-10K REMOTE PROBE 18IN LEADS |  | https://bapisensors.sharepoint.com/sites/BAPIMediaLibrary/Shared%20Documents/Product%20Images/Remote_Probe_BB_300pix.png | https://bapisensors.sharepoint.com/sites/BAPIMediaLibrary/Shared%20Documents/Datasheets/Remote_Sensors_Probes_NoPrice-v17.pdf | https://bapisensors.sharepoint.com/sites/BAPIMediaLibrary/Shared%20Documents/Instructions/20910_ins_Remote_Sensor_Passive.pdf
BA/59210KRPP10 | BA/592-10K-RPP-10' | STRAP-ON 592-10K SEMI REMOTE PROBE 10FT LEADS |  | https://bapisensors.sharepoint.com/sites/BAPIMediaLibrary/Shared%20Documents/Product%20Images/Remote_Probe_300pix.png | https://bapisensors.sharepoint.com/sites/BAPIMediaLibrary/Shared%20Documents/Datasheets/Remote_Sensors_Probes_NoPrice-v17.pdf | https://bapisensors.sharepoint.com/sites/BAPIMediaLibrary/Shared%20Documents/Instructions/20910_ins_Remote_Sensor_Passive.pdf
BA/59210KRPP15 | BA/592-10K-RPP-15' | STRAP-ON 592-10K SEMI REMOTE PROBE 15FT LEADS |  | https://bapisensors.sharepoint.com/sites/BAPIMediaLibrary/Shared%20Documents/Product%20Images/Remote_Probe_300pix.png | https://bapisensors.sharepoint.com/sites/BAPIMediaLibrary/Shared%20Documents/Datasheets/Remote_Sensors_Probes_NoPrice-v17.pdf | https://bapisensors.sharepoint.com/sites/BAPIMediaLibrary/Shared%20Documents/Instructions/20910_ins_Remote_Sensor_Passive.pdf
BA/59210KPP18 | BA/592-10K-PP-18" | STRAP-ON 592-10K SEMI REMOTE PROBE 18IN LEADS |  | https://bapisensors.sharepoint.com/sites/BAPIMediaLibrary/Shared%20Documents/Product%20Images/Remote_Probe_300pix.png | https://bapisensors.sharepoint.com/sites/BAPIMediaLibrary/Shared%20Documents/Datasheets/Remote_Sensors_Probes_NoPrice-v17.pdf | https://bapisensors.sharepoint.com/sites/BAPIMediaLibrary/Shared%20Documents/Instructions/20910_ins_Remote_Sensor_Passive.pdf
BA/59210KRPP18 | BA/592-10K-RPP-18" | STRAP-ON 592-10K SEMI REMOTE PROBE 18IN LEADS |  | https://bapisensors.sharepoint.com/sites/BAPIMediaLibrary/Shared%20Documents/Product%20Images/Remote_Probe_300pix.png | https://bapisensors.sharepoint.com/sites/BAPIMediaLibrary/Shared%20Documents/Datasheets/Remote_Sensors_Probes_NoPrice-v17.pdf | https://bapisensors.sharepoint.com/sites/BAPIMediaLibrary/Shared%20Documents/Instructions/20910_ins_Remote_Sensor_Passive.pdf
BA/59210KRPP20 | BA/592-10K-RPP-20' | STRAP-ON 592-10K SEMI REMOTE PROBE 20FT LEADS |  | https://bapisensors.sharepoint.com/sites/BAPIMediaLibrary/Shared%20Documents/Product%20Images/Remote_Probe_300pix.png | https://bapisensors.sharepoint.com/sites/BAPIMediaLibrary/Shared%20Documents/Datasheets/Remote_Sensors_Probes_NoPrice-v17.pdf | https://bapisensors.sharepoint.com/sites/BAPIMediaLibrary/Shared%20Documents/Instructions/20910_ins_Remote_Sensor_Passive.pdf
BA/59210KRPP25 | BA/592-10K-RPP-25' | STRAP-ON 592-10K SEMI REMOTE PROBE 25FT LEADS |  | https://bapisensors.sharepoint.com/sites/BAPIMediaLibrary/Shared%20Documents/Product%20Images/Remote_Probe_300pix.png | https://bapisensors.sharepoint.com/sites/BAPIMediaLibrary/Shared%20Documents/Datasheets/Remote_Sensors_Probes_NoPrice-v17.pdf | https://bapisensors.sharepoint.com/sites/BAPIMediaLibrary/Shared%20Documents/Instructions/20910_ins_Remote_Sensor_Passive.pdf
BA/59210KRPP5 | BA/592-10K-RPP-5' | STRAP-ON 592-10K SEMI REMOTE PROBE 5FT LEADS |  | https://bapisensors.sharepoint.com/sites/BAPIMediaLibrary/Shared%20Documents/Product%20Images/Remote_Probe_300pix.png | https://bapisensors.sharepoint.com/sites/BAPIMediaLibrary/Shared%20Documents/Datasheets/Remote_Sensors_Probes_NoPrice-v17.pdf | https://bapisensors.sharepoint.com/sites/BAPIMediaLibrary/Shared%20Documents/Instructions/20910_ins_Remote_Sensor_Passive.pdf
BA/59210KPP6 | BA/592-10K-PP-6" | STRAP-ON 592-10K SEMI REMOTE PROBE 6IN LEADS |  | https://bapisensors.sharepoint.com/sites/BAPIMediaLibrary/Shared%20Documents/Product%20Images/Remote_Sensor_Only.png | https://bapisensors.sharepoint.com/sites/BAPIMediaLibrary/Shared%20Documents/Datasheets/Remote_Sensors_Probes_NoPrice-v17.pdf | https://bapisensors.sharepoint.com/sites/BAPIMediaLibrary/Shared%20Documents/Instructions/20910_ins_Remote_Sensor_Passive.pdf
BA/59210KRPP6 | BA/592-10K-RPP-6" | STRAP-ON 592-10K SEMI REMOTE PROBE 6IN LEADS |  | https://bapisensors.sharepoint.com/sites/BAPIMediaLibrary/Shared%20Documents/Product%20Images/Remote_Probe_300pix.png | https://bapisensors.sharepoint.com/sites/BAPIMediaLibrary/Shared%20Documents/Datasheets/Remote_Sensors_Probes_NoPrice-v17.pdf | https://bapisensors.sharepoint.com/sites/BAPIMediaLibrary/Shared%20Documents/Instructions/20910_ins_Remote_Sensor_Passive.pdf
BA/59210KRPFEP7 | BA/592-10K-RPFEP-7' | STRAP-ON 592-10K SEMI REMOTE PROBE 7FT LEADS |  | https://bapisensors.sharepoint.com/sites/BAPIMediaLibrary/Shared%20Documents/Product%20Images/Remote_Probe_300pix.png | https://bapisensors.sharepoint.com/sites/BAPIMediaLibrary/Shared%20Documents/Datasheets/Remote_Sensors_Probes_NoPrice-v17.pdf | https://bapisensors.sharepoint.com/sites/BAPIMediaLibrary/Shared%20Documents/Instructions/20910_ins_Remote_Sensor_Passive.pdf
BA/59210KRPP7 | BA/592-10K-RPP-7' | STRAP-ON 592-10K SEMI REMOTE PROBE 7FT LEADS |  | https://bapisensors.sharepoint.com/sites/BAPIMediaLibrary/Shared%20Documents/Product%20Images/Remote_Probe_300pix.png | https://bapisensors.sharepoint.com/sites/BAPIMediaLibrary/Shared%20Documents/Datasheets/Remote_Sensors_Probes_NoPrice-v17.pdf | https://bapisensors.sharepoint.com/sites/BAPIMediaLibrary/Shared%20Documents/Instructions/20910_ins_Remote_Sensor_Passive.pdf
BA/59210KP8.25T | BA/592-10K-P-8.25"-TFE | STRAP-ON 592-10K SEMI REPLACEMENT PROBE 8.25IN |  | https://bapisensors.sharepoint.com/sites/BAPIMediaLibrary/Shared%20Documents/Product%20Images/Remote_Probe_300pix.png | https://bapisensors.sharepoint.com/sites/BAPIMediaLibrary/Shared%20Documents/Datasheets/Replacement_Probes_NoPrice-v17.pdf | https://bapisensors.sharepoint.com/sites/BAPIMediaLibrary/Shared%20Documents/Instructions/20912_ins_Repl_Probe_Passive.pdf
BA/59210KP4TFE | BA/592-10K-P-4"-TFE | STRAP-ON 592-10K SEMI REPLACMNT 4IN PROBE 6IN LEAD |  | https://bapisensors.sharepoint.com/sites/BAPIMediaLibrary/Shared%20Documents/Product%20Images/Remote_Probe_300pix.png | https://bapisensors.sharepoint.com/sites/BAPIMediaLibrary/Shared%20Documents/Datasheets/Replacement_Probes_NoPrice-v17.pdf | https://bapisensors.sharepoint.com/sites/BAPIMediaLibrary/Shared%20Documents/Instructions/20912_ins_Repl_Probe_Passive.pdf
BA/10K3RPFEP26 | BA/10K-3-RPFEP2-6" | STRAP-ON 6 FT REMOTE PROBE 10K3 THMS |  | https://bapisensors.sharepoint.com/sites/BAPIMediaLibrary/Shared%20Documents/Product%20Images/Remote_Probe_300pix.png | https://bapisensors.sharepoint.com/sites/BAPIMediaLibrary/Shared%20Documents/Datasheets/Remote_Sensors_Probes_NoPrice-v17.pdf | https://bapisensors.sharepoint.com/sites/BAPIMediaLibrary/Shared%20Documents/Instructions/20910_ins_Remote_Sensor_Passive.pdf
BA/10K3RPFEP6 | BA/10K-3-RPFEP-6" | STRAP-ON 6 FT REMOTE PROBE 10K3 THMS |  | https://bapisensors.sharepoint.com/sites/BAPIMediaLibrary/Shared%20Documents/Product%20Images/Remote_Probe_300pix.png | https://bapisensors.sharepoint.com/sites/BAPIMediaLibrary/Shared%20Documents/Datasheets/Remote_Sensors_Probes_NoPrice-v17.pdf | https://bapisensors.sharepoint.com/sites/BAPIMediaLibrary/Shared%20Documents/Instructions/20910_ins_Remote_Sensor_Passive.pdf
BA/10K3RPFEP260 | BA/10K-3-RPFEP2-60' | STRAP-ON 60 FT REMOTE PROBE 10K3 THMS |  | https://bapisensors.sharepoint.com/sites/BAPIMediaLibrary/Shared%20Documents/Product%20Images/Remote_Probe_300pix.png | https://bapisensors.sharepoint.com/sites/BAPIMediaLibrary/Shared%20Documents/Datasheets/Remote_Sensors_Probes_NoPrice-v17.pdf | https://bapisensors.sharepoint.com/sites/BAPIMediaLibrary/Shared%20Documents/Instructions/20910_ins_Remote_Sensor_Passive.pdf
BA/10K2RP10TFE | BA/10K-2-RP-10'-TFE | STRAP-ON REMOTE PROBE 10K-2 THMS 10 FT TEFLON LEAD |  | https://bapisensors.sharepoint.com/sites/BAPIMediaLibrary/Shared%20Documents/Product%20Images/Remote_Probe_300pix.png | https://bapisensors.sharepoint.com/sites/BAPIMediaLibrary/Shared%20Documents/Datasheets/Remote_Sensors_Probes_NoPrice-v17.pdf | https://bapisensors.sharepoint.com/sites/BAPIMediaLibrary/Shared%20Documents/Instructions/20910_ins_Remote_Sensor_Passive.pdf
BA/10K2RPFEP10 | BA/10K-2-RPFEP-10' | STRAP-ON REMOTE PROBE 10K-2 THMS 10FT JACKETED |  | https://bapisensors.sharepoint.com/sites/BAPIMediaLibrary/Shared%20Documents/Product%20Images/Remote_Probe_300pix.png | https://bapisensors.sharepoint.com/sites/BAPIMediaLibrary/Shared%20Documents/Datasheets/Remote_Sensors_Probes_NoPrice-v17.pdf | https://bapisensors.sharepoint.com/sites/BAPIMediaLibrary/Shared%20Documents/Instructions/20910_ins_Remote_Sensor_Passive.pdf
BA/10K2RPFEP15 | BA/10K-2-RPFEP-15' | STRAP-ON REMOTE PROBE 10K-2 THMS 15FT JACKETED |  | https://bapisensors.sharepoint.com/sites/BAPIMediaLibrary/Shared%20Documents/Product%20Images/Remote_Probe_300pix.png | https://bapisensors.sharepoint.com/sites/BAPIMediaLibrary/Shared%20Documents/Datasheets/Remote_Sensors_Probes_NoPrice-v17.pdf | https://bapisensors.sharepoint.com/sites/BAPIMediaLibrary/Shared%20Documents/Instructions/20910_ins_Remote_Sensor_Passive.pdf
BA/10K2RPFEP215 | BA/10K-2-RPFEP2-15' | STRAP-ON REMOTE PROBE 10K-2 THMS 15FT JACKETED |  | https://bapisensors.sharepoint.com/sites/BAPIMediaLibrary/Shared%20Documents/Product%20Images/Remote_Probe_300pix.png | https://bapisensors.sharepoint.com/sites/BAPIMediaLibrary/Shared%20Documents/Datasheets/Remote_Sensors_Probes_NoPrice-v17.pdf | https://bapisensors.sharepoint.com/sites/BAPIMediaLibrary/Shared%20Documents/Instructions/20910_ins_Remote_Sensor_Passive.pdf
BA/10K2RPFEP18 | BA/10K-2-RPFEP-18" | STRAP-ON REMOTE PROBE 10K-2 THMS 18IN JACKETED |  | https://bapisensors.sharepoint.com/sites/BAPIMediaLibrary/Shared%20Documents/Product%20Images/Remote_Probe_300pix.png | https://bapisensors.sharepoint.com/sites/BAPIMediaLibrary/Shared%20Documents/Datasheets/Remote_Sensors_Probes_NoPrice-v17.pdf | https://bapisensors.sharepoint.com/sites/BAPIMediaLibrary/Shared%20Documents/Instructions/20910_ins_Remote_Sensor_Passive.pdf
BA/10K2RPFEP218 | BA/10K-2-RPFEP2-18" | STRAP-ON REMOTE PROBE 10K-2 THMS 18IN JACKETED |  | https://bapisensors.sharepoint.com/sites/BAPIMediaLibrary/Shared%20Documents/Product%20Images/Remote_Probe_300pix.png | https://bapisensors.sharepoint.com/sites/BAPIMediaLibrary/Shared%20Documents/Datasheets/Remote_Sensors_Probes_NoPrice-v17.pdf | https://bapisensors.sharepoint.com/sites/BAPIMediaLibrary/Shared%20Documents/Instructions/20910_ins_Remote_Sensor_Passive.pdf
BA/10K2RPFEP20 | BA/10K-2-RPFEP-20' | STRAP-ON REMOTE PROBE 10K-2 THMS 20FT JACKETED |  | https://bapisensors.sharepoint.com/sites/BAPIMediaLibrary/Shared%20Documents/Product%20Images/Remote_Probe_300pix.png | https://bapisensors.sharepoint.com/sites/BAPIMediaLibrary/Shared%20Documents/Datasheets/Remote_Sensors_Probes_NoPrice-v17.pdf | https://bapisensors.sharepoint.com/sites/BAPIMediaLibrary/Shared%20Documents/Instructions/20910_ins_Remote_Sensor_Passive.pdf
BA/10K2RPFEP22 | BA/10K-2-RPFEP-22' | STRAP-ON REMOTE PROBE 10K-2 THMS 22FT JACKETED |  | https://bapisensors.sharepoint.com/sites/BAPIMediaLibrary/Shared%20Documents/Product%20Images/Remote_Probe_300pix.png | https://bapisensors.sharepoint.com/sites/BAPIMediaLibrary/Shared%20Documents/Datasheets/Remote_Sensors_Probes_NoPrice-v17.pdf | https://bapisensors.sharepoint.com/sites/BAPIMediaLibrary/Shared%20Documents/Instructions/20910_ins_Remote_Sensor_Passive.pdf
BA/10K2RPFEP224 | BA/10K-2-RPFEP2-24' | STRAP-ON REMOTE PROBE 10K-2 THMS 24FT JACKETED |  | https://bapisensors.sharepoint.com/sites/BAPIMediaLibrary/Shared%20Documents/Product%20Images/Remote_Probe_300pix.png | https://bapisensors.sharepoint.com/sites/BAPIMediaLibrary/Shared%20Documents/Datasheets/Remote_Sensors_Probes_NoPrice-v17.pdf | https://bapisensors.sharepoint.com/sites/BAPIMediaLibrary/Shared%20Documents/Instructions/20910_ins_Remote_Sensor_Passive.pdf
BA/10K2RPFEP24 | BA/10K-2-RPFEP-24' | STRAP-ON REMOTE PROBE 10K-2 THMS 24FT JACKETED |  | https://bapisensors.sharepoint.com/sites/BAPIMediaLibrary/Shared%20Documents/Product%20Images/Remote_Probe_300pix.png | https://bapisensors.sharepoint.com/sites/BAPIMediaLibrary/Shared%20Documents/Datasheets/Remote_Sensors_Probes_NoPrice-v17.pdf | https://bapisensors.sharepoint.com/sites/BAPIMediaLibrary/Shared%20Documents/Instructions/20910_ins_Remote_Sensor_Passive.pdf
BA/10K2RPFEP225 | BA/10K-2-RPFEP2-25' | STRAP-ON REMOTE PROBE 10K-2 THMS 25FT JACKETED |  | https://bapisensors.sharepoint.com/sites/BAPIMediaLibrary/Shared%20Documents/Product%20Images/Remote_Probe_300pix.png | https://bapisensors.sharepoint.com/sites/BAPIMediaLibrary/Shared%20Documents/Datasheets/Remote_Sensors_Probes_NoPrice-v17.pdf | https://bapisensors.sharepoint.com/sites/BAPIMediaLibrary/Shared%20Documents/Instructions/20910_ins_Remote_Sensor_Passive.pdf
BA/10K2RPFEP25 | BA/10K-2-RPFEP-25' | STRAP-ON REMOTE PROBE 10K-2 THMS 25FT JACKETED |  | https://bapisensors.sharepoint.com/sites/BAPIMediaLibrary/Shared%20Documents/Product%20Images/Remote_Probe_300pix.png | https://bapisensors.sharepoint.com/sites/BAPIMediaLibrary/Shared%20Documents/Datasheets/Remote_Sensors_Probes_NoPrice-v17.pdf | https://bapisensors.sharepoint.com/sites/BAPIMediaLibrary/Shared%20Documents/Instructions/20910_ins_Remote_Sensor_Passive.pdf
BA/10K2RPFEP26 | BA/10K-2-RPFEP-26' | STRAP-ON REMOTE PROBE 10K-2 THMS 26FT JACKETED |  | https://bapisensors.sharepoint.com/sites/BAPIMediaLibrary/Shared%20Documents/Product%20Images/Remote_Probe_300pix.png | https://bapisensors.sharepoint.com/sites/BAPIMediaLibrary/Shared%20Documents/Datasheets/Remote_Sensors_Probes_NoPrice-v17.pdf | https://bapisensors.sharepoint.com/sites/BAPIMediaLibrary/Shared%20Documents/Instructions/20910_ins_Remote_Sensor_Passive.pdf
BA/10K2RPFEP28 | BA/10K-2-RPFEP-28' | STRAP-ON REMOTE PROBE 10K-2 THMS 28FT JACKETED |  | https://bapisensors.sharepoint.com/sites/BAPIMediaLibrary/Shared%20Documents/Product%20Images/Remote_Probe_300pix.png | https://bapisensors.sharepoint.com/sites/BAPIMediaLibrary/Shared%20Documents/Datasheets/Remote_Sensors_Probes_NoPrice-v17.pdf | https://bapisensors.sharepoint.com/sites/BAPIMediaLibrary/Shared%20Documents/Instructions/20910_ins_Remote_Sensor_Passive.pdf
BA/10K2RPFEP230 | BA/10K-2-RPFEP2-30' | STRAP-ON REMOTE PROBE 10K-2 THMS 30FT JACKETED |  | https://bapisensors.sharepoint.com/sites/BAPIMediaLibrary/Shared%20Documents/Product%20Images/Remote_Probe_300pix.png | https://bapisensors.sharepoint.com/sites/BAPIMediaLibrary/Shared%20Documents/Datasheets/Remote_Sensors_Probes_NoPrice-v17.pdf | https://bapisensors.sharepoint.com/sites/BAPIMediaLibrary/Shared%20Documents/Instructions/20910_ins_Remote_Sensor_Passive.pdf
BA/10K2RPFEP30 | BA/10K-2-RPFEP-30' | STRAP-ON REMOTE PROBE 10K-2 THMS 30FT JACKETED |  | https://bapisensors.sharepoint.com/sites/BAPIMediaLibrary/Shared%20Documents/Product%20Images/Remote_Probe_300pix.png | https://bapisensors.sharepoint.com/sites/BAPIMediaLibrary/Shared%20Documents/Datasheets/Remote_Sensors_Probes_NoPrice-v17.pdf | https://bapisensors.sharepoint.com/sites/BAPIMediaLibrary/Shared%20Documents/Instructions/20910_ins_Remote_Sensor_Passive.pdf
BA/10K2RPFEP32 | BA/10K-2-RPFEP-32' | STRAP-ON REMOTE PROBE 10K-2 THMS 32FT JACKETED |  | https://bapisensors.sharepoint.com/sites/BAPIMediaLibrary/Shared%20Documents/Product%20Images/Remote_Probe_300pix.png | https://bapisensors.sharepoint.com/sites/BAPIMediaLibrary/Shared%20Documents/Datasheets/Remote_Sensors_Probes_NoPrice-v17.pdf | https://bapisensors.sharepoint.com/sites/BAPIMediaLibrary/Shared%20Documents/Instructions/20910_ins_Remote_Sensor_Passive.pdf
BA/10K2RPFEP34 | BA/10K-2-RPFEP-34' | STRAP-ON REMOTE PROBE 10K-2 THMS 34FT JACKETED |  | https://bapisensors.sharepoint.com/sites/BAPIMediaLibrary/Shared%20Documents/Product%20Images/Remote_Probe_300pix.png | https://bapisensors.sharepoint.com/sites/BAPIMediaLibrary/Shared%20Documents/Datasheets/Remote_Sensors_Probes_NoPrice-v17.pdf | https://bapisensors.sharepoint.com/sites/BAPIMediaLibrary/Shared%20Documents/Instructions/20910_ins_Remote_Sensor_Passive.pdf
BA/10K2RPFEP235 | BA/10K-2-RPFEP2-35' | STRAP-ON REMOTE PROBE 10K-2 THMS 35FT JACKETED |  | https://bapisensors.sharepoint.com/sites/BAPIMediaLibrary/Shared%20Documents/Product%20Images/Remote_Probe_300pix.png | https://bapisensors.sharepoint.com/sites/BAPIMediaLibrary/Shared%20Documents/Datasheets/Remote_Sensors_Probes_NoPrice-v17.pdf | https://bapisensors.sharepoint.com/sites/BAPIMediaLibrary/Shared%20Documents/Instructions/20910_ins_Remote_Sensor_Passive.pdf
BA/10K2RPFEP35 | BA/10K-2-RPFEP-35' | STRAP-ON REMOTE PROBE 10K-2 THMS 35FT JACKETED |  | https://bapisensors.sharepoint.com/sites/BAPIMediaLibrary/Shared%20Documents/Product%20Images/Remote_Probe_300pix.png | https://bapisensors.sharepoint.com/sites/BAPIMediaLibrary/Shared%20Documents/Datasheets/Remote_Sensors_Probes_NoPrice-v17.pdf | https://bapisensors.sharepoint.com/sites/BAPIMediaLibrary/Shared%20Documents/Instructions/20910_ins_Remote_Sensor_Passive.pdf
BA/10K2RPFEP237 | BA/10K-2-RPFEP2-37' | STRAP-ON REMOTE PROBE 10K-2 THMS 37FT JACKETED |  | https://bapisensors.sharepoint.com/sites/BAPIMediaLibrary/Shared%20Documents/Product%20Images/Remote_Probe_300pix.png | https://bapisensors.sharepoint.com/sites/BAPIMediaLibrary/Shared%20Documents/Datasheets/Remote_Sensors_Probes_NoPrice-v17.pdf | https://bapisensors.sharepoint.com/sites/BAPIMediaLibrary/Shared%20Documents/Instructions/20910_ins_Remote_Sensor_Passive.pdf
BA/10K2RPFEP38 | BA/10K-2-RPFEP-38' | STRAP-ON REMOTE PROBE 10K-2 THMS 38FT JACKETED |  | https://bapisensors.sharepoint.com/sites/BAPIMediaLibrary/Shared%20Documents/Product%20Images/Remote_Probe_300pix.png | https://bapisensors.sharepoint.com/sites/BAPIMediaLibrary/Shared%20Documents/Datasheets/Remote_Sensors_Probes_NoPrice-v17.pdf | https://bapisensors.sharepoint.com/sites/BAPIMediaLibrary/Shared%20Documents/Instructions/20910_ins_Remote_Sensor_Passive.pdf
BA/10K2RPFEP3 | BA/10K-2-RPFEP-3' | STRAP-ON REMOTE PROBE 10K-2 THMS 3FT JACKETED |  | https://bapisensors.sharepoint.com/sites/BAPIMediaLibrary/Shared%20Documents/Product%20Images/Remote_Probe_300pix.png | https://bapisensors.sharepoint.com/sites/BAPIMediaLibrary/Shared%20Documents/Datasheets/Remote_Sensors_Probes_NoPrice-v17.pdf | https://bapisensors.sharepoint.com/sites/BAPIMediaLibrary/Shared%20Documents/Instructions/20910_ins_Remote_Sensor_Passive.pdf
BA/10K2RPFEP240 | BA/10K-2-RPFEP2-40' | STRAP-ON REMOTE PROBE 10K-2 THMS 40FT JACKETED |  | https://bapisensors.sharepoint.com/sites/BAPIMediaLibrary/Shared%20Documents/Product%20Images/Remote_Probe_300pix.png | https://bapisensors.sharepoint.com/sites/BAPIMediaLibrary/Shared%20Documents/Datasheets/Remote_Sensors_Probes_NoPrice-v17.pdf | https://bapisensors.sharepoint.com/sites/BAPIMediaLibrary/Shared%20Documents/Instructions/20910_ins_Remote_Sensor_Passive.pdf
BA/10K2RPFEP40 | BA/10K-2-RPFEP-40' | STRAP-ON REMOTE PROBE 10K-2 THMS 40FT JACKETED |  | https://bapisensors.sharepoint.com/sites/BAPIMediaLibrary/Shared%20Documents/Product%20Images/Remote_Probe_300pix.png | https://bapisensors.sharepoint.com/sites/BAPIMediaLibrary/Shared%20Documents/Datasheets/Remote_Sensors_Probes_NoPrice-v17.pdf | https://bapisensors.sharepoint.com/sites/BAPIMediaLibrary/Shared%20Documents/Instructions/20910_ins_Remote_Sensor_Passive.pdf
BA/10K2RPFEP42 | BA/10K-2-RPFEP-42' | STRAP-ON REMOTE PROBE 10K-2 THMS 42FT JACKETED |  | https://bapisensors.sharepoint.com/sites/BAPIMediaLibrary/Shared%20Documents/Product%20Images/Remote_Probe_300pix.png | https://bapisensors.sharepoint.com/sites/BAPIMediaLibrary/Shared%20Documents/Datasheets/Remote_Sensors_Probes_NoPrice-v17.pdf | https://bapisensors.sharepoint.com/sites/BAPIMediaLibrary/Shared%20Documents/Instructions/20910_ins_Remote_Sensor_Passive.pdf
BA/10K2RPFEP44 | BA/10K-2-RPFEP-44' | STRAP-ON REMOTE PROBE 10K-2 THMS 44FT JACKETED |  | https://bapisensors.sharepoint.com/sites/BAPIMediaLibrary/Shared%20Documents/Product%20Images/Remote_Probe_300pix.png | https://bapisensors.sharepoint.com/sites/BAPIMediaLibrary/Shared%20Documents/Datasheets/Remote_Sensors_Probes_NoPrice-v17.pdf | https://bapisensors.sharepoint.com/sites/BAPIMediaLibrary/Shared%20Documents/Instructions/20910_ins_Remote_Sensor_Passive.pdf
BA/10K2RPFEP45 | BA/10K-2-RPFEP-45' | STRAP-ON REMOTE PROBE 10K-2 THMS 45FT JACKETED |  | https://bapisensors.sharepoint.com/sites/BAPIMediaLibrary/Shared%20Documents/Product%20Images/Remote_Probe_300pix.png | https://bapisensors.sharepoint.com/sites/BAPIMediaLibrary/Shared%20Documents/Datasheets/Remote_Sensors_Probes_NoPrice-v17.pdf | https://bapisensors.sharepoint.com/sites/BAPIMediaLibrary/Shared%20Documents/Instructions/20910_ins_Remote_Sensor_Passive.pdf
BA/10K2RPFEP46 | BA/10K-2-RPFEP-46' | STRAP-ON REMOTE PROBE 10K-2 THMS 46FT JACKETED |  | https://bapisensors.sharepoint.com/sites/BAPIMediaLibrary/Shared%20Documents/Product%20Images/Remote_Probe_300pix.png | https://bapisensors.sharepoint.com/sites/BAPIMediaLibrary/Shared%20Documents/Datasheets/Remote_Sensors_Probes_NoPrice-v17.pdf | https://bapisensors.sharepoint.com/sites/BAPIMediaLibrary/Shared%20Documents/Instructions/20910_ins_Remote_Sensor_Passive.pdf
BA/10K2RPFEP48 | BA/10K-2-RPFEP-48' | STRAP-ON REMOTE PROBE 10K-2 THMS 48FT JACKETED |  | https://bapisensors.sharepoint.com/sites/BAPIMediaLibrary/Shared%20Documents/Product%20Images/Remote_Probe_300pix.png | https://bapisensors.sharepoint.com/sites/BAPIMediaLibrary/Shared%20Documents/Datasheets/Remote_Sensors_Probes_NoPrice-v17.pdf | https://bapisensors.sharepoint.com/sites/BAPIMediaLibrary/Shared%20Documents/Instructions/20910_ins_Remote_Sensor_Passive.pdf
BA/10K2RPFEP50 | BA/10K-2-RPFEP-50' | STRAP-ON REMOTE PROBE 10K-2 THMS 50FT JACKETED |  | https://bapisensors.sharepoint.com/sites/BAPIMediaLibrary/Shared%20Documents/Product%20Images/Remote_Probe_300pix.png | https://bapisensors.sharepoint.com/sites/BAPIMediaLibrary/Shared%20Documents/Datasheets/Remote_Sensors_Probes_NoPrice-v17.pdf | https://bapisensors.sharepoint.com/sites/BAPIMediaLibrary/Shared%20Documents/Instructions/20910_ins_Remote_Sensor_Passive.pdf
BA/10K2RPFEP52 | BA/10K-2-RPFEP-52' | STRAP-ON REMOTE PROBE 10K-2 THMS 52FT JACKETED |  | https://bapisensors.sharepoint.com/sites/BAPIMediaLibrary/Shared%20Documents/Product%20Images/Remote_Probe_300pix.png | https://bapisensors.sharepoint.com/sites/BAPIMediaLibrary/Shared%20Documents/Datasheets/Remote_Sensors_Probes_NoPrice-v17.pdf | https://bapisensors.sharepoint.com/sites/BAPIMediaLibrary/Shared%20Documents/Instructions/20910_ins_Remote_Sensor_Passive.pdf
BA/10K2RPFEP54 | BA/10K-2-RPFEP-54' | STRAP-ON REMOTE PROBE 10K-2 THMS 54FT JACKETED |  | https://bapisensors.sharepoint.com/sites/BAPIMediaLibrary/Shared%20Documents/Product%20Images/Remote_Probe_300pix.png | https://bapisensors.sharepoint.com/sites/BAPIMediaLibrary/Shared%20Documents/Datasheets/Remote_Sensors_Probes_NoPrice-v17.pdf | https://bapisensors.sharepoint.com/sites/BAPIMediaLibrary/Shared%20Documents/Instructions/20910_ins_Remote_Sensor_Passive.pdf
BA/10K2RPFEP56 | BA/10K-2-RPFEP-56' | STRAP-ON REMOTE PROBE 10K-2 THMS 56FT JACKETED |  | https://bapisensors.sharepoint.com/sites/BAPIMediaLibrary/Shared%20Documents/Product%20Images/Remote_Probe_300pix.png | https://bapisensors.sharepoint.com/sites/BAPIMediaLibrary/Shared%20Documents/Datasheets/Remote_Sensors_Probes_NoPrice-v17.pdf | https://bapisensors.sharepoint.com/sites/BAPIMediaLibrary/Shared%20Documents/Instructions/20910_ins_Remote_Sensor_Passive.pdf
BA/10K2RPFEP58 | BA/10K-2-RPFEP-58' | STRAP-ON REMOTE PROBE 10K-2 THMS 58FT JACKETED |  | https://bapisensors.sharepoint.com/sites/BAPIMediaLibrary/Shared%20Documents/Product%20Images/Remote_Probe_300pix.png | https://bapisensors.sharepoint.com/sites/BAPIMediaLibrary/Shared%20Documents/Datasheets/Remote_Sensors_Probes_NoPrice-v17.pdf | https://bapisensors.sharepoint.com/sites/BAPIMediaLibrary/Shared%20Documents/Instructions/20910_ins_Remote_Sensor_Passive.pdf
BA/10K2RPFEP5 | BA/10K-2-RPFEP-5' | STRAP-ON REMOTE PROBE 10K-2 THMS 5FT JACKETED |  | https://bapisensors.sharepoint.com/sites/BAPIMediaLibrary/Shared%20Documents/Product%20Images/Remote_Probe_300pix.png | https://bapisensors.sharepoint.com/sites/BAPIMediaLibrary/Shared%20Documents/Datasheets/Remote_Sensors_Probes_NoPrice-v17.pdf | https://bapisensors.sharepoint.com/sites/BAPIMediaLibrary/Shared%20Documents/Instructions/20910_ins_Remote_Sensor_Passive.pdf
BA/10K2RPFEP5WP | BA/10K-2-RPFEP-5'-WP | STRAP-ON REMOTE PROBE 10K-2 THMS 5FT JACKETED ALM BOX |  | https://bapisensors.sharepoint.com/sites/BAPIMediaLibrary/Shared%20Documents/Product%20Images/Remote_Probe_WP_300pix.png | https://bapisensors.sharepoint.com/sites/BAPIMediaLibrary/Shared%20Documents/Datasheets/Remote_Sensors_Probes_NoPrice-v17.pdf | https://bapisensors.sharepoint.com/sites/BAPIMediaLibrary/Shared%20Documents/Instructions/20910_ins_Remote_Sensor_Passive.pdf
BA/10K2RPFEP260 | BA/10K-2-RPFEP2-60' | STRAP-ON REMOTE PROBE 10K-2 THMS 60FT JACKETED |  | https://bapisensors.sharepoint.com/sites/BAPIMediaLibrary/Shared%20Documents/Product%20Images/Remote_Probe_300pix.png | https://bapisensors.sharepoint.com/sites/BAPIMediaLibrary/Shared%20Documents/Datasheets/Remote_Sensors_Probes_NoPrice-v17.pdf | https://bapisensors.sharepoint.com/sites/BAPIMediaLibrary/Shared%20Documents/Instructions/20910_ins_Remote_Sensor_Passive.pdf
BA/10K2RPFEP60 | BA/10K-2-RPFEP-60' | STRAP-ON REMOTE PROBE 10K-2 THMS 60FT JACKETED |  | https://bapisensors.sharepoint.com/sites/BAPIMediaLibrary/Shared%20Documents/Product%20Images/Remote_Probe_300pix.png | https://bapisensors.sharepoint.com/sites/BAPIMediaLibrary/Shared%20Documents/Datasheets/Remote_Sensors_Probes_NoPrice-v17.pdf | https://bapisensors.sharepoint.com/sites/BAPIMediaLibrary/Shared%20Documents/Instructions/20910_ins_Remote_Sensor_Passive.pdf
BA/10K2RPFEP65 | BA/10K-2-RPFEP-65' | STRAP-ON REMOTE PROBE 10K-2 THMS 65FT JACKETED |  | https://bapisensors.sharepoint.com/sites/BAPIMediaLibrary/Shared%20Documents/Product%20Images/Remote_Probe_300pix.png | https://bapisensors.sharepoint.com/sites/BAPIMediaLibrary/Shared%20Documents/Datasheets/Remote_Sensors_Probes_NoPrice-v17.pdf | https://bapisensors.sharepoint.com/sites/BAPIMediaLibrary/Shared%20Documents/Instructions/20910_ins_Remote_Sensor_Passive.pdf
BA/10K2RPFEP6 | BA/10K-2-RPFEP-6" | STRAP-ON REMOTE PROBE 10K-2 THMS 6FT JACKETED |  | https://bapisensors.sharepoint.com/sites/BAPIMediaLibrary/Shared%20Documents/Product%20Images/Remote_Probe_300pix.png | https://bapisensors.sharepoint.com/sites/BAPIMediaLibrary/Shared%20Documents/Datasheets/Remote_Sensors_Probes_NoPrice-v17.pdf | https://bapisensors.sharepoint.com/sites/BAPIMediaLibrary/Shared%20Documents/Instructions/20910_ins_Remote_Sensor_Passive.pdf
BA/10K2RPFEP6WP | BA/10K-2-RPFEP-6"-WP | STRAP-ON REMOTE PROBE 10K-2 THMS 6IN JACKETED ALM BOX |  | https://bapisensors.sharepoint.com/sites/BAPIMediaLibrary/Shared%20Documents/Product%20Images/Remote_Probe_WP_300pix.png | https://bapisensors.sharepoint.com/sites/BAPIMediaLibrary/Shared%20Documents/Datasheets/Remote_Sensors_Probes_NoPrice-v17.pdf | https://bapisensors.sharepoint.com/sites/BAPIMediaLibrary/Shared%20Documents/Instructions/20910_ins_Remote_Sensor_Passive.pdf
BA/10K2RPFEP70 | BA/10K-2-RPFEP-70' | STRAP-ON REMOTE PROBE 10K-2 THMS 70FT JACKETED |  | https://bapisensors.sharepoint.com/sites/BAPIMediaLibrary/Shared%20Documents/Product%20Images/Remote_Probe_300pix.png | https://bapisensors.sharepoint.com/sites/BAPIMediaLibrary/Shared%20Documents/Datasheets/Remote_Sensors_Probes_NoPrice-v17.pdf | https://bapisensors.sharepoint.com/sites/BAPIMediaLibrary/Shared%20Documents/Instructions/20910_ins_Remote_Sensor_Passive.pdf
BA/10K2RPFEP275 | BA/10K-2-RPFEP2-75' | STRAP-ON REMOTE PROBE 10K-2 THMS 75FT JACKETED |  | https://bapisensors.sharepoint.com/sites/BAPIMediaLibrary/Shared%20Documents/Product%20Images/Remote_Probe_300pix.png | https://bapisensors.sharepoint.com/sites/BAPIMediaLibrary/Shared%20Documents/Datasheets/Remote_Sensors_Probes_NoPrice-v17.pdf | https://bapisensors.sharepoint.com/sites/BAPIMediaLibrary/Shared%20Documents/Instructions/20910_ins_Remote_Sensor_Passive.pdf
BA/10K2RPFEP80 | BA/10K-2-RPFEP-80' | STRAP-ON REMOTE PROBE 10K-2 THMS 80FT JACKETED |  | https://bapisensors.sharepoint.com/sites/BAPIMediaLibrary/Shared%20Documents/Product%20Images/Remote_Probe_300pix.png | https://bapisensors.sharepoint.com/sites/BAPIMediaLibrary/Shared%20Documents/Datasheets/Remote_Sensors_Probes_NoPrice-v17.pdf | https://bapisensors.sharepoint.com/sites/BAPIMediaLibrary/Shared%20Documents/Instructions/20910_ins_Remote_Sensor_Passive.pdf
BA/10K2RPFEP285 | BA/10K-2-RPFEP2-85' | STRAP-ON REMOTE PROBE 10K-2 THMS 85FT JACKETED |  | https://bapisensors.sharepoint.com/sites/BAPIMediaLibrary/Shared%20Documents/Product%20Images/Remote_Probe_300pix.png | https://bapisensors.sharepoint.com/sites/BAPIMediaLibrary/Shared%20Documents/Datasheets/Remote_Sensors_Probes_NoPrice-v17.pdf | https://bapisensors.sharepoint.com/sites/BAPIMediaLibrary/Shared%20Documents/Instructions/20910_ins_Remote_Sensor_Passive.pdf
BA/10K2RPFEP286 | BA/10K-2-RPFEP2-86' | STRAP-ON REMOTE PROBE 10K-2 THMS 86FT JACKETED |  | https://bapisensors.sharepoint.com/sites/BAPIMediaLibrary/Shared%20Documents/Product%20Images/Remote_Probe_300pix.png | https://bapisensors.sharepoint.com/sites/BAPIMediaLibrary/Shared%20Documents/Datasheets/Remote_Sensors_Probes_NoPrice-v17.pdf | https://bapisensors.sharepoint.com/sites/BAPIMediaLibrary/Shared%20Documents/Instructions/20910_ins_Remote_Sensor_Passive.pdf
BA/10K2RPFEP8 | BA/10K-2-RPFEP-8' | STRAP-ON REMOTE PROBE 10K-2 THMS 8FT JACKETED |  | https://bapisensors.sharepoint.com/sites/BAPIMediaLibrary/Shared%20Documents/Product%20Images/Remote_Probe_300pix.png | https://bapisensors.sharepoint.com/sites/BAPIMediaLibrary/Shared%20Documents/Datasheets/Remote_Sensors_Probes_NoPrice-v17.pdf | https://bapisensors.sharepoint.com/sites/BAPIMediaLibrary/Shared%20Documents/Instructions/20910_ins_Remote_Sensor_Passive.pdf
BA/10K-2-PP-25 | BA/10K-2-PP-25' | STRAP-ON REMOTE SNSR 10K TYPE 2 THMS 25FT LEAD |  | https://bapisensors.sharepoint.com/sites/BAPIMediaLibrary/Shared%20Documents/Product%20Images/Remote_Sensor_Only.png | https://bapisensors.sharepoint.com/sites/BAPIMediaLibrary/Shared%20Documents/Datasheets/Remote_Sensors_Probes_NoPrice-v17.pdf | https://bapisensors.sharepoint.com/sites/BAPIMediaLibrary/Shared%20Documents/Instructions/20910_ins_Remote_Sensor_Passive.pdf
BA/3.25K-PP-6 | BA/3.25K-PP-6" | STRAP-ON REMOTE SNSR 3.25K THMS 6 IN LEAD |  | https://bapisensors.sharepoint.com/sites/BAPIMediaLibrary/Shared%20Documents/Product%20Images/Remote_Sensor_Only.png | https://bapisensors.sharepoint.com/sites/BAPIMediaLibrary/Shared%20Documents/Datasheets/Remote_Sensors_Probes_NoPrice-v17.pdf | https://bapisensors.sharepoint.com/sites/BAPIMediaLibrary/Shared%20Documents/Instructions/20910_ins_Remote_Sensor_Passive.pdf